## Standard_layout_298
호 | [61 empty] | Total IT Load Capacity | 2400 | kw
[62 empty] | Total Cabninet | 298 | /Floor
[17 empty] | 44 | 43 | 42 | 41 | 40 | 39 | 38 | 37 | 36 | 35 | 34 | 33 | 32 | 31 | 30 | 29 | 28 | 27 | 26 | 25 | 24 | 23 | 22 | 21 | 20 | 19 | 18 | 17 | 16 | 15 | 14 | 13 | 12 | 11 | 10 | 9 | 8 | 7 | 6 | 5 | 4 | 3 | 2 | 1 |  |  | 1192
|  | Basic Cabinet Layout | [58 empty] | 55
[22 empty] | 9 |  |  |  | 8 |  |  |  |  | 7 |  |  |  | 6 |  |  |  |  | 5 |  |  |  | 4 |  |  |  |  | 3 |  |  |  | 2 |  |  |  |  | 1 |  |  | 54
[22 empty] | 1 |  |  |  | 1 |  |  |  |  | 1 |  |  |  | 1 |  |  |  |  | 1 |  |  |  | 1 |  |  |  |  | 1 |  |  |  | 1 |  |  |  |  | 1 |  |  | 53
[22 empty] | 2 |  |  |  | 2 |  |  |  |  | 2 |  |  |  | 2 |  |  |  |  | 2 |  |  |  | 2 |  |  |  |  | 2 |  |  |  | 2 |  |  |  |  | 2 |  |  | 52 | Sejong Telecom
[22 empty] | 3 |  |  |  | 3 |  |  |  |  | 3 |  |  |  | 3 |  |  |  |  | 3 |  |  |  | 3 |  |  |  |  | 3 |  |  |  | 3 |  |  |  |  | 3 |  |  | 51 | in-use | 0 |  | 1 | 0 | 1
[22 empty] | 4 |  |  |  | 4 |  |  |  |  | 4 |  |  |  | 4 |  |  |  |  | 4 |  |  |  | 4 |  |  |  |  | 4 |  |  |  | 4 |  |  |  |  | 4 |  |  | 50 | Reserve | 0 |  |  | 0 | 0
[22 empty] | 5 |  |  |  | 5 |  |  |  |  | 5 |  |  |  | 5 |  |  |  |  | 5 |  |  |  | 5 |  |  |  |  | 5 |  |  |  | 5 |  |  |  |  | 5 |  |  | 49 | As of Jul 2022 | 4F | 5F | 6F | 7F | total
[22 empty] | 6 |  |  |  | 6 |  |  |  |  | 6 |  |  |  | 6 |  |  |  |  | 6 |  |  |  | 6 |  |  |  |  | 6 |  |  |  | 6 |  |  |  |  | 6 |  |  | 48 | in-use CabE | 0 | 0 | 0 | 214 | 214
[22 empty] | 7 |  |  |  | 7 |  |  |  |  | 7 |  |  |  | 7 |  |  |  |  | 7 |  |  |  | 7 |  |  |  |  | 7 |  |  |  | 7 |  |  |  |  | 7 |  |  | 47 | Available | 0 | 0 | 0 | 53 | 53
[22 empty] | 8 |  |  |  | 8 |  |  |  |  | 8 |  |  |  | 8 |  |  |  |  | 8 |  |  |  | 8 |  |  |  |  | 8 |  |  |  | 8 |  |  |  |  | 8 |  |  | 46 | Total | 0 | 0 | 0 | 267 | 267
[22 empty] | 9 |  |  |  | 9 |  |  |  |  | 9 |  |  |  | 9 |  |  |  |  | 9 |  |  |  | 9 |  |  |  |  | 9 |  |  |  | 9 |  |  |  |  | 9 |  |  | 45 | kva | 0 | 0 | 0 |  | 0
[22 empty] | 10 |  |  |  | 10 |  |  |  |  | 10 |  |  |  | 10 |  |  |  |  | 10 |  |  |  | 10 |  |  |  |  | 10 |  |  |  | 10 |  |  |  |  | 10 |  |  | 44 |  | 예약공간
[61 empty] | 43 |  | 50
42
[44 empty] | 4 |  |  |  |  | 3 |  |  |  | 2 |  |  |  |  | 1 |  |  | 41
[44 empty] | 1 |  |  |  |  | 1 |  |  |  | 1 |  |  |  |  | 1 |  |  | 40
| 39 | [42 empty] | 2 |  |  |  |  | 2 |  |  |  | 2 |  |  |  |  | 2 |  |  | 39
| 38 | [42 empty] | 3 |  |  |  |  | 3 |  |  |  | 3 |  |  |  |  | 3 |  |  | 38
| 37 | [42 empty] | 4 |  |  |  |  | 4 |  |  |  | 4 |  |  |  |  | 4 |  |  | 37
| 36 | [42 empty] | 5 |  |  |  |  | 5 |  |  |  | 5 |  |  |  |  | 5 |  |  | 36
| 35 | [42 empty] | 6 |  |  |  |  | 6 |  |  |  | 6 |  |  |  |  | 6 |  |  | 35
| 34 | [42 empty] | 7 |  |  |  |  | 7 |  |  |  | 7 |  |  |  |  | 7 |  |  | 34
| 33 | [42 empty] | 8 |  |  |  |  | 8 |  |  |  | 8 |  |  |  |  | 8 |  |  | 33
| 32 | [42 empty] | 9 |  |  |  |  | 9 |  |  |  | 9 |  |  |  |  | 9 |  |  | 32
| 31 |  | AHURoom | [40 empty] | 10 |  |  |  |  | 10 |  |  |  | 10 |  |  |  |  | 10 |  |  | 31
| 30 | [42 empty] | 11 |  |  |  |  | 11 |  |  |  | 11 |  |  |  |  | 11 |  |  | 30
| 29 | [59 empty] | 29
| 28 | [59 empty] | 28
| 27 | [42 empty] | 4 |  |  |  |  | 3 |  |  |  | 2 |  |  |  |  | 1 |  |  | 27
| 26 | [42 empty] | 15 |  |  |  |  | 15 |  |  |  | 15 |  |  |  |  | 15 |  |  | 26
| 25 | [42 empty] | 16 |  |  |  |  | 16 |  |  |  | 16 |  |  |  |  | 16 |  |  | 25
| 24 | [42 empty] | 17 |  |  |  |  | 17 |  |  |  | 17 |  |  |  |  | 17 |  |  | 24
| 23 | [42 empty] | 18 |  |  |  |  | 18 |  |  |  | 18 |  |  |  |  | 18 |  |  | 23
| 22 | [42 empty] | 19 |  |  |  |  | 19 |  |  |  | 19 |  |  |  |  | 19 |  |  | 22
| 21 | [42 empty] | 20 |  |  |  |  | 20 |  |  |  | 20 |  |  |  |  | 20 |  |  | 21
| 20 | [42 empty] | 21 |  |  |  |  | 21 |  |  |  | 21 |  |  |  |  | 21 |  |  | 20
| 19 | [42 empty] | 22 |  |  |  |  | 22 |  |  |  | 22 |  |  |  |  | 22 |  |  | 19
| 18 | [12 empty] | P.S | [29 empty] | 23 |  |  |  |  | 23 |  |  |  | 23 |  |  |  |  | 23 |  |  | 18
| 17 |  | TRRoom | [40 empty] | 24 |  |  |  |  | 24 |  |  |  | 24 |  |  |  |  | 24 |  |  | 17
| 16 | [42 empty] | 25 |  |  |  |  | 25 |  |  |  | 25 |  |  |  |  | 25 |  |  | 16
| 15 | [59 empty] | 15
| 14 | [59 empty] | 14
| 13 | [6 empty] | 12 |  |  |  |  | 11 |  |  |  | 10 |  |  |  |  | 9 |  |  |  | 8 |  |  |  |  | 7 |  |  |  | 6 |  |  |  |  | 5 |  |  |  | 4 |  |  |  |  | 3 |  |  |  | 2 |  |  |  |  | 1 |  |  | 13
| 12 | [6 empty] | 1 |  |  |  |  | 1 |  |  |  | 1 |  |  |  |  | 1 |  |  |  | 1 |  |  |  |  | 1 |  |  |  | 1 |  |  |  |  | 1 |  |  |  | 1 |  |  |  |  | 1 |  |  |  | 1 |  |  |  |  | 1 |  |  | 12
| 11 | [6 empty] | 2 |  |  |  |  | 2 |  |  |  | 2 |  |  |  |  | 2 |  |  |  | 2 |  |  |  |  | 2 |  |  |  | 2 |  |  |  |  | 2 |  |  |  | 2 |  |  |  |  | 2 |  |  |  | 2 |  |  |  |  | 2 |  |  | 11
| 10 | [6 empty] | 3 |  |  |  |  | 3 |  |  |  | 3 |  |  |  |  | 3 |  |  |  | 3 |  |  |  |  | 3 |  |  |  | 3 |  |  |  |  | 3 |  |  |  | 3 |  |  |  |  | 3 |  |  |  | 3 |  |  |  |  | 3 |  |  | 10
| 9 | [6 empty] | 4 |  |  |  |  | 4 |  |  |  | 4 |  |  |  |  | 4 |  |  |  | 4 |  |  |  |  | 4 |  |  |  | 4 |  |  |  |  | 4 |  |  |  | 4 |  |  |  |  | 4 |  |  |  | 4 |  |  |  |  | 4 |  |  | 9
| 8 | [6 empty] | 5 |  |  |  |  | 5 |  |  |  | 5 |  |  |  |  | 5 |  |  |  | 5 |  |  |  |  | 5 |  |  |  | 5 |  |  |  |  | 5 |  |  |  | 5 |  |  |  |  | 5 |  |  |  | 5 |  |  |  |  | 5 |  |  | 8
| 7 | [6 empty] | 6 |  |  |  |  | 6 |  |  |  | 6 |  |  |  |  | 6 |  |  |  | 6 |  |  |  |  | 6 |  |  |  | 6 |  |  |  |  | 6 |  |  |  | 6 |  |  |  |  | 6 |  |  |  | 6 |  |  |  |  | 6 |  |  | 7
| 6 | [6 empty] | 7 |  |  |  |  | 7 |  |  |  | 7 |  |  |  |  | 7 |  |  |  | 7 |  |  |  |  | 7 |  |  |  | 7 |  |  |  |  | 7 |  |  |  | 7 |  |  |  |  | 7 |  |  |  | 7 |  |  |  |  | 7 |  |  | 6
| 5 | [6 empty] | 8 |  |  |  |  | 8 |  |  |  | 8 |  |  |  |  | 8 |  |  |  | 8 |  |  |  |  | 8 |  |  |  | 8 |  |  |  |  | 8 |  |  |  | 8 |  |  |  |  | 8 |  |  |  | 8 |  |  |  |  | 8 |  |  | 5
| 4 | [6 empty] | 9 |  |  |  |  | 9 |  |  |  | 9 |  |  |  |  | 9 |  |  |  | 9 |  |  |  |  | 9 |  |  |  | 9 |  |  |  |  | 9 |  |  |  | 9 |  |  |  |  | 9 |  |  |  | 9 |  |  |  |  | 9 |  |  | 4
| 3 | [6 empty] | 10 |  |  |  |  | 10 |  |  |  | 10 |  |  |  |  | 10 |  |  |  | 10 |  |  |  |  | 10 |  |  |  | 10 |  |  |  |  | 10 |  |  |  | 10 |  |  |  |  | 10 |  |  |  | 10 |  |  |  |  | 10 |  |  | 3
| 2 | [59 empty] | 2
| 1 | [59 empty] | 1
|  | 59 | 58 | 57 | 56 | 55 | 54 | 53 | 52 | 51 | 50 | 49 | 48 | 47 | 46 | 45 | 44 | 43 | 42 | 41 | 40 | 39 | 38 | 37 | 36 | 35 | 34 | 33 | 32 | 31 | 30 | 29 | 28 | 27 | 26 | 25 | 24 | 23 | 22 | 21 | 20 | 19 | 18 | 17 | 16 | 15 | 14 | 13 | 12 | 11 | 10 | 9 | 8 | 7 | 6 | 5 | 4 | 3 | 2 | 1
T.R
#A
A
B
T.R
#B
#2 (Active)
#1 (Standby)
EPS
EPS
KEN 1
KEN 2
KEN 3
KEN 6
KEN 7
KEN 8
KEN 9
KEN 10
KEN 13
KEN 14

## 4fl_layout
[44 empty] | 10 |  |  |  | 5 |  |  |  |  | 5
[14 empty] | 44 | 43 | 42 | 41 | 40 | 39 | 38 | 37 | 36 | 35 | 34 | 33 | 32 | 31 | 30 | 29 | 28 | 27 | 26 | 25 | 24 | 23 | 22 | 21 | 20 | 19 | 18 | 17 | 16 | 15 | 14 | 13 | 12 | 11 | 10 | 9 | 8 | 7 | 6 | 5 | 4 | 3 | 2 | 1
| 4FRackLayout | [56 empty] | 55
54
[46 empty] | A301 |  |  |  | A201 |  |  |  |  | A101 |  |  | 53
[46 empty] | A302 |  |  |  | A202 |  |  |  |  | A102 |  |  | 52
[17 empty] | GS ITM |  | A901 |  | GS ITM |  | A801 |  | GS ITM |  | A701 |  | GS ITM |  | A601 |  | GS ITM |  | A501 |  | GS ITM |  | A401 | [6 empty] | A303 |  |  |  | A203 |  |  |  |  | A103 |  |  | 51
[17 empty] | GS ITM |  | A902 |  | GS ITM |  | A802 |  | GS ITM |  | A702 |  | GS ITM |  | A602 |  | GS ITM |  | A502 |  | GS ITM |  | A402 | [6 empty] | A304 |  |  |  | A204 |  |  |  |  | A104 |  |  | 50 | CabE | Qty | 구분 | CabE
[17 empty] | GS ITM |  | A903 |  | GS ITM |  | A803 |  | GS ITM |  | A703 |  | GS ITM |  | A603 |  | GS ITM |  | A503 |  | GS ITM |  | A403 | [6 empty] | A305 |  |  |  | A205 |  |  |  |  | A105 |  |  | 49 | Installed / Sold | 172 |  | total | Installed / Sold | Reserved | stranded | available
[17 empty] | GS ITM |  | A904 |  | GS ITM |  | A804 |  | GS ITM |  | A704 |  | GS ITM |  | A604 |  | GS ITM |  | A504 |  | GS ITM |  | A404 | [6 empty] | A306 | [11 empty] | 48 | Reserved | 60 | A Area Co-lo | 20 |  |  |  | 20
|  |  | CCTV |  |  | Coaxial |  | 12 | [8 empty] | GS ITM |  | A905 |  | GS ITM |  | A805 |  | GS ITM |  | A705 |  | GS ITM |  | A605 |  | GS ITM |  | A505 |  | GS ITM |  | A405 | [6 empty] | A307 | [11 empty] | 47 | Stranded | 9 | B Area Co-lo | 55 | 23 |  | 4 | 28
|  |  | CCTV |  |  | UTP |  | 2 | [8 empty] | GS ITM |  | A906 |  | GS ITM |  | A806 |  | GS ITM |  | A706 |  | GS ITM |  | A606 |  | GS ITM |  | A506 |  | GS ITM |  | A406 | [6 empty] | A308 | 1 | (주)미디어꾼 |  | G1301 | (주)미디어꾼 |  | G1201 | (주)미디어꾼 |  | G1101 |  | 46 | Available | 112 | C Area Co-lo | 111 | 42 |  | 5 | 64
[17 empty] | GS ITM |  | A907 |  | GS ITM |  | A807 |  | GS ITM |  | A707 |  | GS ITM |  | A607 |  | GS ITM |  | A507 |  | GS ITM |  | A407 | [6 empty] | A309 | 2 | (주)미디어꾼 |  | G1302 | (주)미디어꾼 |  | G1202 | (주)미디어꾼 |  | G1102 |  | 45 | Total | 353 | Sejong | 71 | 71 |  |  | 0
[17 empty] | GS ITM |  | A908 |  | GS ITM |  | A808 |  | GS ITM |  | A708 |  | GS ITM |  | A608 |  | GS ITM |  | A508 |  | GS ITM |  | A408 | [6 empty] | A310 | 3 | (주)미디어꾼 |  | G1303 | (주)미디어꾼 |  | G1203 | (주)미디어꾼 |  | G1103 |  | 44 |  |  | Mediamania | 20 | 20 |  |  | 0
|  |  |  | Cabinet | [12 empty] | GS ITM |  | A909 |  | GS ITM |  | A809 |  | GS ITM |  | A709 |  | GS ITM |  | A609 |  | GS ITM |  | A509 |  | GS ITM |  | A409 | [7 empty] | 4 | (주)미디어꾼 |  | G1304 | (주)미디어꾼 |  | G1204 | (주)미디어꾼 |  | G1104 |  | 43 |  |  | Hectofinance | 16 | 16 |  |  | 0
[17 empty] | GS ITM |  | A910 |  | GS ITM |  | A810 |  | GS ITM |  | A710 |  | GS ITM |  | A610 |  | GS ITM |  | A510 |  | GS ITM |  | A410 | [7 empty] | 5 | (주)미디어꾼 |  | G1305 | (주)미디어꾼 |  | G1205 | (주)미디어꾼 |  | G1105 |  | 42 |  |  | GS ITM | 60 | 0 | 60 |  | 0
|  |  | CustomerName | ↑ | ↑ | PowerDraw | [40 empty] | 6 | (주)미디어꾼 |  | G1306 | (주)미디어꾼 |  | G1206 | (주)미디어꾼 |  | G1106 |  | 41 | [7 empty] | 0
[41 empty] | B401 |  |  |  |  | B301 | 7 | (주)미디어꾼 |  | G1307 | (주)미디어꾼 |  | G1207 |  |  |  |  | 40 | [7 empty] | 0
39 | [40 empty] | B402 |  |  |  |  | B302 | [11 empty] | 39 | [7 empty] | 0
38 | [40 empty] | B403 |  |  |  |  | B303 | [11 empty] | 38 | [7 empty] | 0
37 | [40 empty] | B404 |  |  |  |  | B304 | [11 empty] | 37 | BOSS count | Qty. | [5 empty] | 0
36 | [40 empty] | B405 |  |  |  |  | B305 | 1 | 헥토파이넨셜 |  | G2301 | 헥토파이넨셜 |  | G2201 |  |  |  |  | 36 | Customer/DE | 157 | [5 empty] | 0
35 | [46 empty] | 2 | 헥토파이넨셜 |  | G2302 | 헥토파이넨셜 |  | G2202 |  |  |  |  | 35 | Sejong | 71 | [5 empty] | 0
34 | [46 empty] | 3 | 헥토파이넨셜 |  | G2303 | 헥토파이넨셜 |  | G2203 |  | 헥토파이넨셜 |  | G2103 | 34 | Available | 125 | [5 empty] | 0
33 | [38 empty] | 1 |  |  | G3201 |  |  |  | G3101 | 4 | 헥토파이넨셜 |  | G2304 | 헥토파이넨셜 |  | G2204 |  | 헥토파이넨셜 |  | G2104 | 33 | Total | 353 | 합계 | 353 | 172 | 60 | 9 | 112
32 | [38 empty] | 2 |  |  | G3202 |  |  |  | G3102 | 5 | 헥토파이넨셜 |  | G2305 | 헥토파이넨셜 |  | G2205 |  | 헥토파이넨셜 |  | G2105 | 32
31 |  | AHURoom | [36 empty] | 3 |  |  | G3203 |  |  |  | G3103 | 6 | 헥토파이넨셜 |  | G2306 | 헥토파이넨셜 |  | G2206 |  | 헥토파이넨셜 |  | G2106 | 31 | 10
30 | [57 empty] | 30 | 5
29 | [57 empty] | 29
28 | [57 empty] | 28
27 | [57 empty] | 27 | 40
26 | [43 empty] | B515 |  | DEK |  | B415 |  |  | B315 |  |  |  | (주)미디어꾼 |  | B115 | 26
25 | [41 empty] | (주)엘리스정보기술 |  | B516 |  |  |  | B416 | 주식회사 순테크솔루션 |  | B316 | [5 empty] | B116 | 25
24 | [41 empty] | 에스씨지랩(주) |  | B517 |  |  |  | B417 | 주식회사 순테크솔루션 |  | B317 |  |  |  | 주식회사 순테크솔루션 |  | B117 | 24
23 | [41 empty] | 주식회사 네토즈 |  | B518 |  | 세종텔레콤 |  | B418 |  |  | B318 |  |  |  | 주식회사 순테크솔루션 |  | B118 | 23
22 | [41 empty] | 주식회사 하이오토클럽 |  | B519 |  | 세종텔레콤 |  | B419 |  |  | B319 |  |  |  | 주식회사 순테크솔루션 |  | B119 | 22
21 | [43 empty] | B520 |  | DEK |  | B420 |  |  | B320 |  |  |  | 주식회사 순테크솔루션 |  | B120 | 21
20 | [43 empty] | B521 |  |  |  | B421 | (주)시스원 |  | B321 |  |  |  | 주식회사 순테크솔루션 |  | B121 | 20
19 | [41 empty] | 주식회사 하이오토클럽 |  | B522 |  | DEK |  | B422 | (주)시스원 |  | B322 |  |  |  | 주식회사 순테크솔루션 |  | B122 | 19
18 | [10 empty] | P.S | [30 empty] | 주식회사 대림아이앤티 |  | B523 |  |  |  | B423 | (주)시스원 |  | B323 |  |  |  | 주식회사 순테크솔루션 |  | B123 | 18
17 |  | TRRoom | [39 empty] | 주식회사 오리엔탈문 |  | B524 |  |  |  | B424 | DEK |  | B324 |  |  |  | 주식회사 순테크솔루션 |  | B124 | 17
16 | [57 empty] | 16
15 | [57 empty] | 15
14 | [57 empty] | 14
13 |  |  |  | B |  |  | C |  | D |  |  | E |  |  | F |  |  | G | [5 empty] | 스파크앤어소시에이츠 주식회사 |  | C1001 |  |  | C901 | DEK |  | C801 |  | 주식회사 위넷시스템 |  | C701 |  | (주)종로학평 |  | C601 |  | DEK |  | C501 | DEK |  | C401 |  |  | C301 | DEK |  | C201 |  |  |  | C101 | 13
12 |  |  |  | __ | G4601 |  | __ | G4501 | __ | G4401 |  | __ | G4301 |  | __ | G4201 |  | __ | G4101 | [6 empty] | C1002 | (주)엠에스정보통신시스템 |  | C902 | 아넥시아 |  | C802 |  |  |  | C702 |  |  |  | C602 |  |  |  | C502 |  |  | C402 |  |  | C302 |  |  | C202 |  |  |  | C102 | 12
11 |  |  |  | __ | G4602 |  | __ | G4502 | __ | G4402 |  | __ | G4302 |  | __ | G4202 |  | __ | G4102 | [6 empty] | C1003 |  |  | C903 |  |  | C803 |  |  |  | C703 |  | (주)종로학평 |  | C603 |  | 주식회사 플러스아이 |  | C503 |  |  | C403 |  |  | C303 | 싱가폴텔레콤코리아㈜ |  | C203 |  |  |  | C103 | 11
10 |  |  |  | __ | G4603 |  | __ | G4503 | __ | G4403 |  | __ | G4303 |  | __ | G4203 |  | __ | G4103 | [6 empty] | C1004 | (주)경동사 |  | C904 |  |  | C804 |  | (주)시스원 |  | C704 |  | 한국제이에스데이터시스템즈 |  | C604 |  |  |  | C504 | (주)캐스트이즈 |  | C404 |  |  | C304 | 싱가폴텔레콤코리아㈜ |  | C204 |  |  |  | C104 | 10
9 |  |  |  | __ | G4604 |  | __ | G4504 | __ | G4404 |  | __ | G4304 |  | __ | G4204 |  | __ | G4104 | [6 empty] | C1005 | (주)경동사 |  | C905 |  |  | C805 |  | 한국제이에스데이터시스템즈 |  | C705 |  | 헥토파이넨셜 |  | C605 |  |  |  | C505 | (주)시스원 |  | C405 |  |  | C305 |  |  | C205 |  |  |  | C105 | 9
8 |  |  |  | __ | G4605 |  | __ | G4505 | __ | G4405 |  | __ | G4305 |  | __ | G4205 |  | __ | G4105 | [6 empty] | C1006 |  |  | C906 | 헥토파이넨셜 |  | C806 |  | DEK |  | C706 |  | 헥토파이넨셜 |  | C606 |  | 헥토파이넨셜 |  | C506 |  |  | C406 |  |  | C306 | 싱가폴텔레콤코리아㈜ |  | C206 |  | (주)시스원 |  | C106 | 8
7 |  |  |  | __ | G4606 |  | __ | G4506 | __ | G4406 |  | __ | G4306 |  | __ | G4206 |  | __ | G4106 | [6 empty] | C1007 |  |  | C907 | 헥토파이넨셜 |  | C807 |  |  |  | C707 |  | 한국제이에스데이터시스템즈 |  | C607 |  | 헥토파이넨셜 |  | C507 | 티엔씨테크날로지 |  | C407 |  |  | C307 |  |  | C207 |  |  |  | C107 | 7
6 |  | __ | G4707 | __ | G4607 |  | __ | G4507 | __ | G4407 |  | __ | G4307 |  | __ | G4207 |  | __ | G4107 |  |  |  |  | 세종텔레콤 |  | C1008 |  |  | C908 | 헥토파이넨셜 |  | C808 |  | (주)시스원 |  | C708 |  | 헥토파이넨셜 |  | C608 |  |  |  | C508 |  |  | C408 |  |  | C308 |  |  | C208 |  | (주)시스원 |  | C108 | 6
5 |  | __ | G4708 | __ | G4608 |  | __ | G4508 | __ | G4408 |  | __ | G4308 |  | __ | G4208 |  | __ | G4108 | [6 empty] | C1009 |  |  | C909 | 헥토파이넨셜 |  | C809 |  | 헥토파이넨셜 |  | C709 |  | 헥토파이넨셜 |  | C609 |  | 비에스(BS)프린텍 |  | C509 |  |  | C409 |  |  | C309 |  |  | C209 |  | (주)시스원 |  | C109 | 5
4 |  | __ | G4709 | __ | G4609 |  | __ | G4509 | __ | G4409 |  | __ | G4309 |  | __ | G4209 |  | __ | G4109 | [6 empty] | C1010 |  |  | C910 | 헥토파이넨셜 |  | C810 |  | 헥토파이넨셜 |  | C710 |  |  |  | C610 |  |  |  | C510 |  |  | C410 |  |  | C310 |  |  | C210 |  |  |  | C110 | 4
3 |  | __ | G4710 | __ | G4610 |  | __ | G4510 | __ | G4410 |  | __ | G4310 |  | __ | G4210 |  | __ | G4110 | [6 empty] | C1011 |  |  | C911 |  |  | C811 |  | 헥토파이넨셜 |  | C711 |  | 코인넷 |  | C611 | [12 empty] | C211 |  |  |  | C111 | 3
2 |  | __ | G4711 | __ | G4611 |  | __ | G4511 | __ | G4411 |  | __ | G4311 |  | __ | G4211 |  | __ | G4111 | [6 empty] | C1012 | (주)위즈커뮤니케이션 |  | C912 | 쏜다넷 |  | C812 |  |  |  | C712 | [21 empty] | 2
1 | [57 empty] | 1
|  | C18 |  | C17 |  |  | C16 |  | C15 |  |  | C14 |  |  | C13 |  |  | C12 | [5 empty] | C10 |  |  | C9 |  |  | C8 |  |  |  | C7 |  |  |  | C6 |  |  |  | C5 |  |  | C4 |  |  | C3 |  |  | C2 |  |  |  | C1
[24 empty] | 12 |  |  | 12 |  |  | 12 |  |  |  | 12 |  |  |  | 11 |  |  |  | 10 |  |  | 10 |  |  |  | 10 |  | 11 |  |  |  | 11
[24 empty] | 2 |  |  | 4 |  |  | 7 |  |  |  | 7 |  |  |  | 9 |  |  |  | 4 |  |  | 3 | [5 empty] | 3 |  |  |  | 3
T.R
#A
A
B
T.R
#B
#2 (Active)
#1 (Standby)
EPS
EPS
KEN 1
KEN 2
KEN 3
KEN 6
KEN 7
KEN 8
KEN 9
KEN 10
KEN 13
KEN 14
OFD#2
OFD #1
OFD#2
OFD#2
20
16
71/30
Actual #/ cabE#
60
Red
Orange
Green
60

## 5fl_layout
[21 empty] | 4 |  |  | 6 |  |  |  | 7 |  |  | 9 |  |  |  | 10 |  |  | 10
[21 empty] | 3 |  |  | 3 |  |  |  | 6 |  |  | 5 |  |  |  | 8 |  |  | 6
[16 empty] | 44 | 43 | 42 | 41 | 40 | 39 | 38 | 37 | 36 | 35 | 34 | 33 | 32 | 31 | 30 | 29 | 28 | 27 | 26 | 25 | 24 | 23 | 22 | 21 | 20 | 19 | 18 | 17 | 16 | 15 | 14 | 13 | 12 | 11 | 10 | 9 | 8 | 7 | 6 | 5 | 4 | 3 | 2 | 1
| 5FRackLayout | [58 empty] | 55
[44 empty] | VT1 (C-009-999) | [15 empty] | 54
[35 empty] | DEK |  | A601 | DEK |  | A501 | [16 empty] | #REF! |  |  | 53
[33 empty] | A702 |  |  |  | A602 |  |  | A502 | [19 empty] | 52
[31 empty] | 세종텔레콤 |  | A703 |  | 세종텔레콤 |  | A603 | 피씨씨더블유글로벌코리아주식회사 |  | A503 | [19 empty] | 51
[28 empty] | DEK |  | A804 | 세종텔레콤 |  | A704 |  | 주식회사 다코스 |  | A604 | 피씨씨더블유글로벌코리아주식회사 |  | A504 | [19 empty] | 50 |  |  |  |  | 구분 | CabE
[21 empty] | 온세텔링크 주식회사 |  | A1005 | 온세텔링크 주식회사 |  | A905 |  | 피씨씨더블유글로벌코리아주식회사 |  | A805 |  |  | A705 |  | Ebiz Networks |  | A605 | 피씨씨더블유글로벌코리아주식회사 |  | A505 | [19 empty] | 49 | CabE | Qty |  |  |  | total | Installed / Sold | Reserved | stranded | available
[21 empty] | 아이티네스트 |  | A1006 | 온세텔링크 주식회사 |  | A906 |  | 세종텔레콤 |  | A806 | DEK |  | A706 |  | NTT Korea |  | A606 | 피씨씨더블유글로벌코리아주식회사 |  | A506 | [19 empty] | 48 | Installed / Sold | 154 |  |  | A Area Co-lo | 46 | 31 | 1 | 6 | 8
|  |  |  | CCTV |  |  | Coaxial |  | 12 | [11 empty] | Lumen Technology |  | A1007 |  |  | A907 |  | 세종텔레콤 |  | A807 | DEK |  | A707 |  | 주식회사 제우스네트웍스 |  | A607 | 피씨씨더블유글로벌코리아주식회사 |  | A507 | [19 empty] | 47 | Reserved | 1 |  |  | C Area Co-lo | 22 |  |  | 2 | 20
|  |  |  | CCTV |  |  | UTP |  | 4 | [11 empty] | Lumen Technology |  | A1008 |  |  | A908 |  | 세종텔레콤 |  | A808 | 샤넬코리아유한회사 |  | A708 |  | 세종텔레콤 |  | A608 | 유한회사 루멘테크놀로지스코리아 |  | A508 | [19 empty] | 46 | Stranded | 8 |  |  | Telstra (A) | 24 | 24 |  |  | 0
[26 empty] | A909 |  | 한국보안기술 |  | A809 | 샤넬코리아유한회사 |  | A709 |  | 한비로 |  | A609 |  |  | A509 | [19 empty] | 45 | Available | 28 |  |  | Telstra (C) | 9 | 9 |  |  | 0
[24 empty] | 피씨씨더블유글로벌코리아주식회사 |  | A910 |  | 한국보안기술 |  | A810 | 샤넬코리아유한회사 |  | A710 |  | 피씨씨더블유글로벌코리아주식회사 |  | A610 | DEK |  | A510 | [19 empty] | 44 | Total | 191 |  |  | Singtel | 25 | 25 |  |  | 0
[5 empty] | Cabinet | [54 empty] | 43 |  |  |  |  | KG Inicis | 24 | 24 |  |  | 0
[60 empty] | 42 |  |  |  |  | Vodafone | 3 | 3 |  |  | 0
|  |  |  | CustomerName | ↑ | ↑ | PowerDraw | [36 empty] | VT2 (C-005-999) | [15 empty] | 41 |  |  |  |  | Cloudflare | 10 | 10 |  |  | 0
[57 empty] | #REF! |  |  | 40 |  |  |  |  | Openbase | 22 | 22 |  |  | 0
39 | [59 empty] | 39 |  |  |  |  | LGU+ | 6 | 6 |  |  | 0
38 | [59 empty] | 38 | [9 empty] | 0
37 | [59 empty] | 37 | [9 empty] | 0
36 | [59 empty] | 36 | BOSS count | Qty | Telstra | SingTel | [5 empty] | 0
35 | [56 empty] | #REF! |  |  | 35 | Customer/DE | 88 | 80 | 25 | [5 empty] | 0
34 | [59 empty] | 34 | Sejong | 0 | [7 empty] | 0
33 | [52 empty] | C-006-999 | [6 empty] | 33 | Available | 31 |  |  | 합계 | 191 | 154 | 1 | 8 | 28
32 | [59 empty] | 32 | Total | 224
31 |  | AHURoom | [44 empty] | KG이니시스 |  | B316 |  |  | KG이니시스 |  | B216 |  | KG이니시스 |  | B116 |  | 31
30 | [46 empty] | KG이니시스 |  | B317 |  |  | KG이니시스 |  | B217 |  | KG이니시스 |  | B117 |  | 30
29 | [46 empty] | KG이니시스 |  | B318 |  |  | KG이니시스 |  | B218 |  | KG이니시스 |  | B118 |  | 29
28 | [46 empty] | KG이니시스 |  | B319 |  |  | KG이니시스 |  | B219 |  | KG이니시스 |  | B119 |  | 28
27 | [46 empty] | KG이니시스 |  | B320 |  |  | KG이니시스 |  | B220 |  | KG이니시스 |  | B120 |  | 27
26 | [46 empty] | KG이니시스 |  | B321 |  |  | KG이니시스 |  | B221 |  | KG이니시스 |  | B121 |  | 26
25 | [46 empty] | KG이니시스 |  | B322 |  |  | KG이니시스 |  | B222 |  | KG이니시스 |  | B122 |  | 25
24 | [59 empty] | 24
23 | [59 empty] | 23
22 | [59 empty] | 22
21 | [59 empty] | 21
20 | [43 empty] | 보다폰 |  | G3101 | [5 empty] | #N/A |  | G1201 |  | #N/A |  | G1101 |  | 20
19 | [43 empty] | 보다폰 |  | G3102 | [5 empty] | #N/A |  | G1202 |  | #N/A |  | G1102 |  | 19
18 | [43 empty] | 보다폰 |  | G3103 | [5 empty] | #N/A |  | G1203 |  | #N/A |  | G1103 |  | 18
17 |  | TRRoom | [49 empty] | #N/A |  | G1204 |  | #N/A |  | G1104 |  | 17
16 | [51 empty] | Cloudflare |  | G1205 |  | Cloudflare |  | G1105 |  | 16
15 | [39 empty] | DEK |  | B525 |  | DEK |  | B425 | [5 empty] | Cloudflare |  | G1206 |  | Cloudflare |  | G1106 |  | 15
14 |  | VT1 (C-008-999) | [7 empty] | off |  | off | [39 empty] | Cloudflare |  | G1207 |  | Cloudflare |  | G1107 |  | 14
13 | [51 empty] | Cloudflare |  | G1208 |  | Cloudflare |  | G1108 |  | 13
12 |  | C2C | [14 empty] | C1001 |  |  |  | C901 |  |  | #N/A |  | C801 |  | #N/A |  | C701 |  |  | #N/A |  | C601 |  | #N/A |  | C501 |  |  | #N/A |  | C401 |  | #N/A |  | C301 |  |  |  | Cloudflare |  | G1209 |  | Cloudflare |  | G1109 |  | 12
11 |  | #REF! | [14 empty] | C1002 |  |  |  | C902 |  |  | #N/A |  | C802 |  | #N/A |  | C702 |  |  | #N/A |  | C602 |  | #N/A |  | C502 |  |  | #N/A |  | C402 |  | #N/A |  | C302 | [11 empty] | 11
10 |  |  | TelstraRetifierroom | [13 empty] | C1003 |  |  |  | C903 |  |  | #N/A |  | C803 |  | #N/A |  | C703 |  |  | #N/A |  | C603 |  | #N/A |  | C503 |  |  | #N/A |  | C403 |  | #N/A |  | C303 | [11 empty] | 10
9 | [16 empty] | C1004 |  |  |  | C904 |  |  | 오픈베이스 |  | C804 |  | 오픈베이스 |  | C704 |  |  | #N/A |  | C604 |  | 오픈베이스 |  | C504 |  |  | #N/A |  | C404 |  | 오픈베이스 |  | C304 | [11 empty] | 9 |  |  | 191
8 | [16 empty] | C1005 |  |  |  | C905 |  |  | 오픈베이스 |  | C805 |  | 오픈베이스 |  | C705 |  |  | 오픈베이스 |  | C605 |  | 오픈베이스 |  | C505 |  |  | 오픈베이스 |  | C405 |  | 오픈베이스 |  | C305 | [7 empty] | (주)엘지유플러스 |  | G2101 |  | 8 |  | A Area | 46
7 | [16 empty] | C1006 |  |  |  | C906 |  |  | 오픈베이스 |  | C806 |  | 오픈베이스 |  | C706 |  |  | 오픈베이스 |  | C606 |  | 오픈베이스 |  | C506 |  |  | 오픈베이스 |  | C406 |  | 오픈베이스 |  | C306 | [7 empty] | (주)엘지유플러스 |  | G2102 |  | 7 |  | Voda | 3
6 | [16 empty] | C1007 |  |  |  | C907 |  |  | 오픈베이스 |  | C807 |  | 오픈베이스 |  | C707 |  |  | 오픈베이스 |  | C607 |  | 오픈베이스 |  | C507 |  |  | 오픈베이스 |  | C407 |  | 오픈베이스 |  | C307 |  |  |  | (주)엘지유플러스 |  | G2203 |  | (주)엘지유플러스 |  | G2103 |  | 6 |  | patch | 2
5 | [16 empty] | C1008 |  |  |  | C908 |  |  | #N/A |  | C808 |  | #N/A |  | C708 |  |  | #N/A |  | C608 |  | #N/A |  | C508 |  |  | #N/A |  | C408 |  | #N/A |  | C308 |  |  |  | (주)엘지유플러스 |  | G2204 |  | (주)엘지유플러스 |  | G2104 |  | 5 |  | kg | 24
4 | [16 empty] | C1009 |  |  |  | C909 |  |  | #N/A |  | C809 |  | #N/A |  | C709 |  |  | #N/A |  | C609 |  | #N/A |  | C509 |  |  | #N/A |  | C409 |  | #N/A |  | C309 | [11 empty] | 4 |  | cloudflare | 10
3 | [16 empty] | C1010 |  |  |  | C910 |  |  | #N/A |  | C810 |  | #N/A |  | C710 |  |  | #N/A |  | C610 |  | #N/A |  | C510 |  |  | #N/A |  | C410 |  | #N/A |  | C310 | [11 empty] | 3 |  | LGU | 6
2 | [59 empty] | 2 |  | Openbase | 22
1 | [59 empty] | 1 |  | Telstra | 33
| 59 | 58 | 57 | 56 | 55 | 54 | 53 | 52 | 51 | 50 | 49 | 48 | 47 | 46 | 45 | 44 | 43 | 42 | 41 | 40 | 39 | 38 | 37 | 36 | 35 | 34 | 33 | 32 | 31 | 30 | 29 | 28 | 27 | 26 | 25 | 24 | 23 | 22 | 21 | 20 | 19 | 18 | 17 | 16 | 15 | 14 | 13 | 12 | 11 | 10 | 9 | 8 | 7 | 6 | 5 | 4 | 3 | 2 | 1 |  |  | Singtel | 25
[62 empty] | other | 20
25
3
10
T.R #A
A
B
T.R #B
EPS
EPS
PDU(A)-4
PDU(B)-4
#2 (Active)
#1 (Standby)
Telstra/Pacnet
SingTel MDF
SingTel
Excluded cabE#(9)
24
9
Actual #/ cabE#
Red
Orange
Green
KG Inicis
24
22
6
in service
in service
in service
in service
in service
in service
in service
in service
in service
in service
in service
in service
in service
in service
in service

## 6fl_layout
[24 empty] | 5 |  |  |  | 5 |  |  |  | 8 |  |  |  | 8 |  |  |  |  | 8 |  |  |  |  | 8 |  |  |  | 10 |  |  |  |  | 10
[15 empty] | 44 | 43 | 42 | 41 | 40 | 39 | 38 | 37 | 36 | 35 | 34 | 33 | 32 | 31 | 30 | 29 | 28 | 27 | 26 | 25 | 24 | 23 | 22 | 21 | 20 | 19 | 18 | 17 | 16 | 15 | 14 | 13 | 12 | 11 | 10 | 9 | 8 | 7 | 6 | 5 | 4 | 3 | 2 | 1
| 6FCabinetLayout | [12 empty] | 15 | [44 empty] | 55
[14 empty] | 14 | [44 empty] | 54
[14 empty] | 13 | [37 empty] | A201 |  |  |  |  | A101 |  | 53
[14 empty] | 12 | [37 empty] | A202 |  |  |  |  | A102 |  | 52
[14 empty] | 11 | [19 empty] | A603 |  |  |  | A503 |  |  |  |  | A403 |  |  |  |  | A303 |  |  |  | A203 |  |  |  |  | A103 |  | 51 | CabE | Qty | 구분 | CabE
[14 empty] | 10 | [19 empty] | A604 |  |  |  | A504 |  |  |  |  | A404 |  |  |  |  | A304 |  |  |  | A204 |  |  |  |  | A104 |  | 50 | Installed / Sold | 48 |  | total | Installed / Sold | Reserved | stranded | available
[14 empty] | 9 | [19 empty] | A605 |  |  |  | A505 |  |  |  |  | A405 |  |  |  |  | A305 |  |  |  | A205 |  |  |  |  | A105 |  | 49 | Reserved | 1 | A Area Co-lo | 62 | 9 |  | 1 | 52
[14 empty] | 8 | [9 empty] | 파일러 |  | A806 |  | 주식회사 씨엘엠앤에스 |  | A706 |  |  |  | A606 |  |  |  | A506 |  |  |  |  | A406 |  |  |  |  | A306 |  |  |  | A206 |  |  |  |  | A106 |  | 48 | Stranded | 4 | B Area Co-lo | 77 | 29 |  | 3 | 45
|  |  | CCTV |  |  | Coaxial |  | 7 | [5 empty] | 7 | [9 empty] | 파일러 |  | A807 |  | 주식회사 씨엘엠앤에스 |  | A707 |  |  |  | A607 |  |  |  | A507 |  |  |  |  | A407 |  |  |  |  | A307 |  |  |  | A207 |  |  |  |  | A107 |  | 47 | Available | 227 | C Area Co-lo | 130 |  |  |  | 130
|  |  | CCTV |  |  | UTP |  | 12 | [5 empty] | 6 | [9 empty] | 세종텔레콤 |  | A808 |  | 주식회사 씨엘엠앤에스 |  | A708 |  |  |  | A608 |  |  |  | A508 |  |  |  |  | A408 |  |  |  |  | A308 |  |  |  | A208 |  |  |  |  | A108 |  | 46 | Total | 280 | PeopleFund | 3 | 3 |  |  | 0
[14 empty] | 5 | [9 empty] | 세종텔레콤 |  | A809 |  | 주식회사 씨엘엠앤에스 |  | A709 |  |  |  | A609 |  |  |  | A509 |  |  |  |  | A409 |  |  |  |  | A309 |  |  |  | A209 |  |  |  |  | A109 |  | 45 |  |  | Samsung Fashion | 8 | 7 | 1 |  | 0
[14 empty] | 4 | [9 empty] | 세종텔레콤 |  | A810 |  | DEK |  | A710 |  |  |  | A610 |  |  |  | A510 |  |  |  |  | A410 |  |  |  |  | A310 |  |  |  | A210 |  |  |  |  | A110 |  | 44 | [7 empty] | 0
[5 empty] | Cabinet | [8 empty] | 3 | [44 empty] | 43 | [7 empty] | 0
[14 empty] | 2 | [44 empty] | 42 | [7 empty] | 0
|  |  |  | CustomerName | ↑ | ↑ | PowerDraw | [6 empty] | 1 | [44 empty] | 41 | [7 empty] | 0
[41 empty] | 주식회사 메타넷티플랫폼 |  | B401 |  | 주식회사 알엑스엔 |  | B301 |  |  | 넷타겟 |  | B201 |  |  | 피플펀드 |  | G1101 |  | 40 | [7 empty] | 0
39 | [40 empty] | 주식회사 메타넷티플랫폼 |  | B402 |  | (주)디브이에스네트워크코리아 |  | B302 |  |  | DEK |  | B202 |  |  | 피플펀드 |  | G1102 |  | 39 | [7 empty] | 0
38 | [40 empty] | 주식회사 유아이윈스 |  | B403 |  | 주식회사듀시스템 |  | B303 |  |  | DEK |  | B203 |  |  | 피플펀드 |  | G1103 |  | 38 | BOSS count | Qty. | [5 empty] | 0
37 | [40 empty] | 주식회사 이츠인 |  | B404 |  | 주식회사 알엑스엔 |  | B304 |  |  | 넷타겟 |  | B204 |  |  | 삼성물산(주)패션부문 |  | G2101 |  | 37 | Customer/DE | 46 | [5 empty] | 0
36 | [40 empty] | 주식회사 동양엔아이엔씨 |  | B405 |  | 주식회사 알엑스엔 |  | B305 |  |  | 넷타겟 |  | B205 |  |  | 삼성물산(주)패션부문 |  | G2102 |  | 36 | Sejong | 3 | [5 empty] | 0
35 | [40 empty] | 주식회사 메타넷티플랫폼 |  | B406 |  | 주식회사 알엑스엔 |  | B306 |  |  | 넷타겟 |  | B206 |  |  | 삼성물산(주)패션부문 |  | G2103 |  | 35 | Available | 231 | [5 empty] | 0
34 | [40 empty] | (주)엘림넷 |  | B407 |  | 파이오링크 |  | B307 |  |  |  |  | B207 |  |  | 삼성물산(주)패션부문 |  | G2104 |  | 34 | Total | 280 | 합계 | 280 | 48 | 1 | 4 | 227
33 | [40 empty] | (주)마크프로 |  | B408 |  | 주식회사 알엑스엔 |  | B308 |  |  | 넷타겟 |  | B208 |  |  | 삼성물산(주)패션부문 |  | G2105 |  | 33
32 | [40 empty] | (주)마크프로 |  | B409 |  | 주식회사 알엑스엔 |  | B309 |  |  | 파이오링크 |  | B209 |  |  | 삼성물산(주)패션부문 |  | G2106 |  | 32
31 |  | AHURoom | [38 empty] | 주식회사 에네이 |  | B410 |  | 주식회사 알엑스엔 |  | B310 |  |  | 주식회사 알엑스엔 |  | B210 |  |  | 삼성물산(주)패션부문 |  | G2107 |  | 31
30 | [40 empty] | 주식회사 에네이 |  | B411 |  | 주식회사 알엑스엔 |  | B311 |  |  | DEK |  | B211 |  |  |  |  | G2108 |  | 30 | 33
29 | [58 empty] | 29
28 | [58 empty] | 28
27 | [58 empty] | 27
26 | [42 empty] | B415 |  |  |  |  | B315 |  |  |  | B215 |  |  |  |  | B115 |  | 26 | 44
25 | [42 empty] | B416 |  |  |  |  | B316 |  |  |  | B216 |  |  |  |  | B116 |  | 25
24 | [42 empty] | B417 |  |  |  |  | B317 |  |  |  | B217 |  |  |  |  | B117 |  | 24
23 | [42 empty] | B418 |  |  |  |  | B318 |  |  |  | B218 |  |  |  |  | B118 |  | 23
22 | [42 empty] | B419 |  |  |  |  | B319 |  |  |  | B219 |  |  |  |  | B119 |  | 22
21 | [42 empty] | B420 |  |  |  |  | B320 |  |  |  | B220 |  |  |  |  | B120 |  | 21
20 | [42 empty] | B421 |  |  |  |  | B321 |  |  |  | B221 |  |  |  |  | B121 |  | 20
19 | [42 empty] | B422 |  |  |  |  | B322 |  |  |  | B222 |  |  |  |  | B122 |  | 19
18 |  | TRRoom | [40 empty] | B423 |  |  |  |  | B323 |  |  |  | B223 |  |  |  |  | B123 |  | 18
17 | [42 empty] | B424 |  |  |  |  | B324 |  |  |  | B224 |  |  |  |  | B124 |  | 17
16 | [42 empty] | B425 |  |  |  |  | B325 |  |  |  | B225 |  |  |  |  | B125 |  | 16
15 | [58 empty] | 15
14 | [58 empty] | 14
13 | [58 empty] | 13
12 | [5 empty] | C1301 |  |  |  | C1201 |  |  |  | C1101 |  |  |  | C1001 |  |  |  | C901 |  |  |  | C801 |  |  |  | C701 |  |  |  | C601 |  |  |  | C501 |  |  |  |  | C401 |  |  |  |  | C301 |  |  |  | C201 |  |  |  |  | C101 |  | 12
11 | [5 empty] | C1302 |  |  |  | C1202 |  |  |  | C1102 |  |  |  | C1002 |  |  |  | C902 |  |  |  | C802 |  |  |  | C702 |  |  |  | C602 |  |  |  | C502 |  |  |  |  | C402 |  |  |  |  | C302 |  |  |  | C202 |  |  |  |  | C102 |  | 11
10 | [5 empty] | C1303 |  |  |  | C1203 |  |  |  | C1103 |  |  |  | C1003 |  |  |  | C903 |  |  |  | C803 |  |  |  | C703 |  |  |  | C603 |  |  |  | C503 |  |  |  |  | C403 |  |  |  |  | C303 |  |  |  | C203 |  |  |  |  | C103 |  | 10
9 | [5 empty] | C1304 |  |  |  | C1204 |  |  |  | C1104 |  |  |  | C1004 |  |  |  | C904 |  |  |  | C804 |  |  |  | C704 |  |  |  | C604 |  |  |  | C504 |  |  |  |  | C404 |  |  |  |  | C304 |  |  |  | C204 |  |  |  |  | C104 |  | 9
8 | [5 empty] | C1305 |  |  |  | C1205 |  |  |  | C1105 |  |  |  | C1005 |  |  |  | C905 |  |  |  | C805 |  |  |  | C705 |  |  |  | C605 |  |  |  | C505 |  |  |  |  | C405 |  |  |  |  | C305 |  |  |  | C205 |  |  |  |  | C105 |  | 8
7 | [5 empty] | C1306 |  |  |  | C1206 |  |  |  | C1106 |  |  |  | C1006 |  |  |  | C906 |  |  |  | C806 |  |  |  | C706 |  |  |  | C606 |  |  |  | C506 |  |  |  |  | C406 |  |  |  |  | C306 |  |  |  | C206 |  |  |  |  | C106 |  | 7
6 | [5 empty] | C1307 |  |  |  | C1207 |  |  |  | C1107 |  |  |  | C1007 |  |  |  | C907 |  |  |  | C807 |  |  |  | C707 |  |  |  | C607 |  |  |  | C507 |  |  |  |  | C407 |  |  |  |  | C307 |  |  |  | C207 |  |  |  |  | C107 |  | 6
5 | [5 empty] | C1308 |  |  |  | C1208 |  |  |  | C1108 |  |  |  | C1008 |  |  |  | C908 |  |  |  | C808 |  |  |  | C708 |  |  |  | C608 |  |  |  | C508 |  |  |  |  | C408 |  |  |  |  | C308 |  |  |  | C208 |  |  |  |  | C108 |  | 5
4 | [5 empty] | C1309 |  |  |  | C1209 |  |  |  | C1109 |  |  |  | C1009 |  |  |  | C909 |  |  |  | C809 |  |  |  | C709 |  |  |  | C609 |  |  |  | C509 |  |  |  |  | C409 |  |  |  |  | C309 |  |  |  | C209 |  |  |  |  | C109 |  | 4
3 | [5 empty] | C1310 |  |  |  | C1210 |  |  |  | C1110 |  |  |  | C1010 |  |  |  | C910 |  |  |  | C810 |  |  |  | C710 |  |  |  | C610 |  |  |  | C510 |  |  |  |  | C410 |  |  |  |  | C310 |  |  |  | C210 |  |  |  |  | C110 |  | 3
2 | [58 empty] | 2
1 | [58 empty] | 1
| 58 | 57 | 56 | 55 | 54 | 53 | 52 | 51 | 50 | 49 | 48 | 47 | 46 | 45 | 44 | 43 | 42 | 41 | 40 | 39 | 38 | 37 | 36 | 35 | 34 | 33 | 32 | 31 | 30 | 29 | 28 | 27 | 26 | 25 | 24 | 23 | 22 | 21 | 20 | 19 | 18 | 17 | 16 | 15 | 14 | 13 | 12 | 11 | 10 | 9 | 8 | 7 | 6 | 5 | 4 | 3 | 2 | 1
|  |  |  | 10 |  |  |  | 10 |  |  |  | 10 |  |  |  | 10 |  |  |  | 10 |  |  |  | 10 |  |  |  | 10 |  |  |  | 10 |  |  |  | 10 |  |  |  |  | 10 |  |  |  |  | 10 |  |  |  | 10 |  |  |  |  | 10
A
B
EPS
EPS
6F항온항습 분전반
#2 (Active)
#1 (Standby)
Excluded cabE# (20)
Actual #/ cabE#
Red
Orange
Green
60D
Day1
70
Day2
20
60D
Reserve
40

## 7fl_layout
[43 empty] | 11 |  |  | 10 |  |  | 10 |  |  | 5 |  |  | 5
[16 empty] | 44 | 43 | 42 | 41 | 40 | 39 | 38 | 37 | 36 | 35 | 34 | 33 | 32 | 31 | 30 | 29 | 28 | 27 | 26 | 25 | 24 | 23 | 22 | 21 | 20 | 19 | 18 | 17 | 16 | 15 | 14 | 13 | 12 | 11 | 10 | 9 | 8 | 7 | 6 | 5 | 4 | 3 | 2 | 1
| 7FCabinetLayout | [58 empty] | 55
54
53
[43 empty] | __ | A602 |  | __ |  | A502 | __ |  | A402 | [8 empty] | 52
[43 empty] | __ | A603 |  | __ |  | A503 | __ |  | A403 | [5 empty] | TestRoom |  |  | 51
[43 empty] | __ | A604 |  | __ |  | A504 | __ |  | A404 | [8 empty] | 50
[26 empty] | NOC | [16 empty] | DEK-층간 | A605 |  | __ |  | A505 | __ |  | A405 | [8 empty] | 49 | Actual installed | Qty. | 구분 | CabE
[43 empty] | __ | A606 |  | __ |  | A506 | __ |  | A406 | __ |  | A306 | [5 empty] | 48 | Customer/DE | 48 |  | total | Installed / Sold | Reserved | stranded | available
|  |  |  | CCTV |  |  | Coaxial |  | 13 | [33 empty] | __ | A607 |  | __ |  | A507 | __ |  | A407 | __ |  | A307 | __ |  | A207 |  |  | 47 | Sejong | 166 | A Area Co-lo | 41 | 40 |  | 1 | 0
|  |  |  | CCTV |  |  | UTP |  | 0 | [33 empty] | __ | A608 |  | __ |  | A508 | __ |  | A408 |  |  |  | __ |  | A208 |  |  | 46 | Available | 53 | B Area Co-lo | 123 | 96 | 1 | 14 | 12
[43 empty] | __ | A609 |  | __ |  | A509 | __ |  | A409 | __ |  | A309 | __ |  | A209 |  |  | 45 | Total | 267 | C Area Co-lo | 103 | 66 |  |  | 37
[43 empty] | __ | A610 |  | __ |  | A510 | __ |  | A410 | __ |  | A310 | __ |  | A210 |  |  | 44 |  |  | MMR1 | 2 |  |  | 2 | 0
[5 empty] | Cabinet | [37 empty] | __ | A611 |  | __ |  | A511 | __ |  | A411 | __ | U | A311 | __ |  | A211 |  |  | 43 |  |  | MMR2 | 2 |  |  | 2 | 0
[43 empty] | __ | A612 | [15 empty] | 42 | CabE | Qty. | [5 empty] | 0
|  |  |  | CustomerName | ↑ | ↑ | PowerDraw | [52 empty] | 41 | in-use | 214 | [5 empty] | 0
[43 empty] | __ | B601 | [10 empty] | __ |  | B201 |  |  | 40 | Available | 53 | [5 empty] | 0
39 | [42 empty] | __ | B602 |  | __ |  | B502 | __ |  | B402 |  |  |  | __ |  | B202 |  |  | 39 | Total | 267 | [5 empty] | 0
38 | [42 empty] | __ | B603 |  | __ |  | B503 | __ |  | B403 |  |  | B303 | __ |  | B203 |  |  | 38 | [7 empty] | 0
37 | [42 empty] | __ | B604 |  | __ |  | B504 | __ |  | B404 |  |  | B304 | [5 empty] | 37 | [7 empty] | 0
36 | [42 empty] | __ | B605 |  | __ |  | B505 | __ |  | B405 |  |  | B305 |  | R | B205 |  |  | 36 | BOSS count | Qty. | [5 empty] | 0
35 | [42 empty] | __ | B606 |  | __ |  | B506 | __ |  | B406 | __ |  | B306 | __ |  | B206 |  |  | 35 | Customer/DE | 48 | [5 empty] | 0
34 | [42 empty] | __ | B607 |  | __ |  | B507 | __ |  | B407 | __ |  | B307 | __ |  | B207 |  |  | 34 | Sejong | 166 | [5 empty] | 0
33 | [42 empty] | __ | B608 |  | __ |  | B508 | __ |  | B408 | __ |  | B308 | __ |  | B208 |  |  | 33 | Available | 53 | [5 empty] | 0
32 | [42 empty] | __ | B609 |  | __ |  | B509 |  | R | B409 | __ |  | B309 | __ |  | B209 |  |  | 32 | Total | 267 | 합계 | 271 | 202 | 1 | 19 | 49
31 |  | AHURoom | [40 empty] | __ | B610 |  | __ |  | B510 | __ |  | B410 | __ |  | B310 | __ |  | B210 |  |  | 31
30 | [42 empty] | __ | B611 |  | __ | U | B511 | __ |  | B411 | __ | U | B311 | __ |  | B211 |  | B111 | 30 | 11
29 | [59 empty] | 29 | 10
28 | [59 empty] | 28 | 10
27 | [58 empty] | B114 | 27 | 9
26 | [42 empty] | __ |  | B615 | DEK |  | B515 |  |  | B415 | __ |  | B315 | [5 empty] | 26 | 10
25 | [42 empty] | __ |  | B616 | DEK |  | B516 | prod-net#1 |  | B416 | __ |  | B316 | __ |  | B216 |  |  | 25
24 | [42 empty] | __ |  | B617 | DEK |  | B517 | prod-net#2 |  | B417 | __ |  | B317 | __ |  | B217 |  |  | 24 | 11
23 | [42 empty] | __ |  | B618 |  |  | B518 | prod-net#3 |  | B418 |  | R | B318 | __ |  | B218 |  |  | 23 | 11
22 | [42 empty] | __ |  | B619 |  |  | B519 | prod-net#4 |  | B419 | DEK |  | B319 | __ |  | B219 |  | 21 | 22 | 10
21 | [42 empty] | __ |  | B620 |  |  | B520 | prod-net#5 |  | B420 | DEK |  | B320 |  | R | B220 | __ | B120 | 21 | 10
20 | [42 empty] | __ |  | B621 |  |  | B521 | prod-net#6 |  | B421 | __ |  | B321 |  | R | B221 | __ | B121 | 20 | 10
19 | [42 empty] | __ |  | B622 |  |  | B522 | corp-net#1 |  | B422 |  | x | B322 | __ |  | B222 | __ | B122 | 19 | 21
18 | [42 empty] | __ |  | B623 |  |  | B523 | corp-net#2 |  | B423 |  | R | B323 | __ |  | B223 | __ | B123 | 18
17 | [42 empty] | __ |  | B624 |  |  | B524 |  |  | B424 |  |  |  | DEK |  | B224 | __ | B124 | 17
16 | [42 empty] | __ |  | B625 | __ | U | B525 |  |  |  | __ | U | B324 | __ |  | B225 | __ | B125 | 16
15 | [57 empty] | __ | B126 | 15
14 | [57 empty] | __ | B127 | 14
13 | [57 empty] | __ | B128 | 13
12 | [22 empty] | C1101 |  |  | C1001 |  |  |  | C901 |  |  | C801 |  |  | C701 |  |  | C601 | 신한금융투자(주) |  | C501 |  |  |  | __ |  | C401 |  |  | C301 | __ |  | C201 |  |  |  | __ | B129 | 12
11 | [6 empty] | Storage | [13 empty] | 주식회사 엘지헬로비전 |  | C1102 | 세종텔레콤 |  | C1002 |  | IT Train |  | C902 | (주)니즈텔레콤 |  | C802 | 전자조달연구원 |  | C702 |  |  | C602 | 쿼드마이너 |  | C502 |  |  |  | __ |  | C402 |  |  | C302 | __ |  | C202 |  |  |  | __ | B130 | 11
10 | [20 empty] | 주식회사 엘지헬로비전 |  | C1103 | 세종텔레콤 |  | C1003 |  | IT train |  | C903 |  |  | C803 | ㈜ 엑사넷코리아 |  | C703 |  |  | C603 |  |  | C503 |  |  |  | __ |  | C403 |  |  | C303 | __ |  | C203 |  |  |  | __ | B131 | 10
9 | [20 empty] | 주식회사 엘지헬로비전 |  | C1104 | 세종텔레콤 |  | C1004 |  | IT train |  | C904 | 엔티티코리아주식회사 |  | C804 |  |  | C704 | CARANG |  | C604 |  |  | C504 |  |  |  | __ |  | C404 | LGU+ 전송장비 |  | C304 | __ |  | C204 | __ |  | C104 | __ | B132 | 9
8 | [20 empty] | 주식회사 엘지헬로비전 |  | C1105 | 세종텔레콤 |  | C1005 |  | IT train |  | C905 | 엔티티코리아주식회사 |  | C805 |  |  | C705 | 델피콤주식회사 |  | C605 |  |  | C505 |  |  |  | __ |  | C405 | SKB 전송장비 |  | C305 | __ |  | C205 | __ |  | C105 | __ | B133 | 8
7 | [20 empty] | 주식회사 엘지헬로비전 |  | C1106 |  |  | C1006 |  |  |  | C906 | (주)유엔시스 |  | C806 |  |  | C706 | 델피콤주식회사 |  | C606 |  |  | C506 |  |  |  | __ |  | C406 | LGU+ 전송장비 |  | C306 | __ |  | C206 |  | R | C106 | __ | B134 | 7
6 | [20 empty] | 주식회사 엘지헬로비전 |  | C1107 |  |  | C1007 |  |  |  | C907 |  |  | C807 | Net People Co., Ltd. |  | C707 | 페더아이티 |  | C607 |  |  | C507 |  |  |  | __ |  | C407 | KT 전송장비 |  | C307 | __ |  | C207 | __ |  | C107 | __ | B135 | 6
5 | [20 empty] | 주식회사 엘지헬로비전 |  | C1108 |  |  | C1008 |  |  |  | C908 |  |  | C808 |  |  | C708 |  |  | C608 |  |  | C508 |  |  |  | __ |  | C408 | __ |  | C308 | __ |  | C208 | __ |  | C108 | __ | B136 | 5
4 | [6 empty] | BatteryRoom | [13 empty] | 주식회사 엘지헬로비전 |  | C1109 |  |  | C1009 |  | 세종텔레콤 |  | C909 | [5 empty] | C709 |  |  | C609 |  |  | C509 |  |  |  |  | R | C409 | SKB 전송장비 |  | C309 |  | R | C209 | __ |  | C109 | __ | B137 | 4
3 | [16 empty] | #N/A |  | C1210 | [8 empty] | 세종텔레콤 |  | C910 | [5 empty] | C710 |  |  | C610 |  |  | C510 |  |  |  | __ | U | C410 | 세종텔레콤 |  | C310 | __ | U | C210 | __ |  | C110 | __ | B138 | 3
2 | [16 empty] | #N/A |  | C1211 | [38 empty] | __ | B139 | 2
1 | [57 empty] | __ | B140 | 1
| 59 | 58 | 57 | 56 | 55 | 54 | 53 | 52 | 51 | 50 | 49 | 48 | 47 | 46 | 45 | 44 | 43 | 42 | 41 | 40 | 39 | 38 | 37 | 36 | 35 | 34 | 33 | 32 | 31 | 30 | 29 | 28 | 27 | 26 | 25 | 24 | 23 | 22 | 21 | 20 | 19 | 18 | 17 | 16 | 15 | 14 | 13 | 12 | 11 | 10 | 9 | 8 | 7 | 6 | 5 | 4 | 3 | 2 | 1
[21 empty] | 9 |  |  | 9 |  |  |  | 10 |  |  | 8 |  |  | 10 |  |  | 10 |  |  | 10 | [5 empty] | 10 |  |  | 10 |  |  | 10 |  |  | 7
169 / 158
E/L
E/L
E/L
E/L
E/L
E/L
EPS
EPS
OFD #1
OFD#2
OFD#3
OFD#4
OFD#5
OFD#6
OFD#7
OFD#8
IPD
A-4
IPD
B-4
OFD #9
OFD#10
OFD#11
OFD#12
OFD#13
OFD#15
KT
IPD
A-3
IPD
B-3
IPD
A-2
IPD
B-2
IPD
B-1
IPD
A-1
QDF
QDF
IPD
A
IPD
B
#2 (Active)
#1 (Standby)
T.R #A
A
B
T.R #B
OFD#15
Excluded cabE# (40)
Excluded cabE# (10)
Excluded cabE# (30)
Actual #/ cabE#
Red
Orange
Green

## SEL1_CAB
[10 empty] | 1095 |  |  | PDU(MCCB#) | [33 empty] | 1033.8 | 553.672
Sold | Customer | Customer(English) | Company Code | Customer#2 | Customer#2(Eng) | Company Code#2 | Customer(SJT DD) | Service ID | Space Type | Cabinet ID | PDU ID1 | PDU ID2 | Breaker ID1 | Breaker ID2 | Breaker ID3 | Breaker ID4 | Breaker ID5 | Breaker ID6 | Fuse ID7 | Fuse ID8 | Fuse ID9 | Fuse ID10 | Fuse ID11 | Fuse ID12 | Main PDU | Cabinet Old ID | hidden cabname | Std. cab# | Std. Usage & Unit | Std. Hall | Std. Floor | Operation Site | Power Usage(KVA) | Billed Power(KVA) | Device# | Single Power | Single Unknown | Dual Power | Dual Unknown | Unknown | Remark (고객별 요구사항) | OR | IB | additional info | 2차 고객 | 세종별도계약랙 | contract power | physical power | Remark | 열31 | 열32
Sold | (주)미디어꾼 | Media Player | MDGKR | [5 empty] | Cabinet | SEL1-4-1-C-001-G1101 | KEN6 | KEN13 | KEN 6 #02 | KEN 13 #02 | [11 empty] | Cage2-R01 | 4-G1101 | G1101 | C-001 | 1 | 4 | SEL1 |  |  | 15 | 2 |  | 13 |  |  |  | MDGKR-OR-003430 | MDGKR-IB-00035419 |  |  |  | 2.2 | 2.387
Sold | (주)미디어꾼 | Media Player | MDGKR | [5 empty] | Cabinet | SEL1-4-1-C-001-G1102 |  |  | KEN 6 #02 | KEN 13 #02 | [11 empty] | Cage2-R02 | 4-G1102 | G1102 | C-001 | 1 | 4 | SEL1 |  |  | 11 |  |  | 11 |  |  |  | MDGKR-OR-003430 | MDGKR-IB-00035420 |  |  |  | 2.2 | 2.387
Sold | (주)미디어꾼 | Media Player | MDGKR | [5 empty] | Cabinet | SEL1-4-1-C-001-G1103 |  |  | KEN 6 #02 | KEN 13 #02 | [11 empty] | Cage2-R03 | 4-G1103 | G1103 | C-001 | 1 | 4 | SEL1 |  |  | 8 |  |  | 8 |  |  |  | MDGKR-OR-003430 | MDGKR-IB-00035421 |  |  |  | 2.2 | 2.387
Sold | (주)미디어꾼 | Media Player | MDGKR | [5 empty] | Cabinet | SEL1-4-1-C-001-G1104 |  |  | KEN 6 #02 | KEN 13 #02 | [11 empty] | Cage2-R04 | 4-G1104 | G1104 | C-001 | 1 | 4 | SEL1 |  |  | 12 | 2 |  | 10 |  |  |  | MDGKR-OR-003430 | MDGKR-IB-00035422 |  |  |  | 2.2 | 2.387
Sold | (주)미디어꾼 | Media Player | MDGKR | [5 empty] | Cabinet | SEL1-4-1-C-001-G1105 |  |  | KEN 6 #02 | KEN 13 #02 | [11 empty] | Cage2-R05 | 4-G1105 | G1105 | C-001 | 1 | 4 | SEL1 |  |  | 9 |  |  | 9 |  |  |  | MDGKR-OR-003430 | MDGKR-IB-00035423 |  |  |  | 2.2 | 2.387
Sold | (주)미디어꾼 | Media Player | MDGKR | [5 empty] | Cabinet | SEL1-4-1-C-001-G1106 |  |  | KEN 6 #02 | KEN 13 #02 | [11 empty] | Cage2-R06 | 4-G1106 | G1106 | C-001 | 1 | 4 | SEL1 |  |  | 8 |  |  | 8 |  |  |  | MDGKR-OR-003430 | MDGKR-IB-00035424 |  |  |  | 2.2 | 2.387
Sold | (주)미디어꾼 | Media Player | MDGKR | [5 empty] | Cabinet | SEL1-4-1-C-001-G1201 | KEN6 | KEN13 | KEN 6 #06 | KEN 13 #06 | [11 empty] | Cage2-R07 | 4-G1201 | G1201 | C-001 | 1 | 4 | SEL1 |  |  | 8 |  |  | 8 |  |  |  | MDGKR-OR-003430 | MDGKR-IB-00035425 |  |  |  | 2.2 | 1.972
Sold | (주)미디어꾼 | Media Player | MDGKR | [5 empty] | Cabinet | SEL1-4-1-C-001-G1202 | [15 empty] | Cage2-R08 | 4-G1202 | G1202 | C-001 | 1 | 4 | SEL1 |  |  | 2 | 1 |  |  |  | 1 |  | MDGKR-OR-003430 | MDGKR-IB-00035426 |  |  |  | 2.2 | 1.972
Sold | (주)미디어꾼 | Media Player | MDGKR | [5 empty] | Cabinet | SEL1-4-1-C-001-G1203 | KEN6 | KEN13 | KEN 6 #04 | KEN 13 #04 | [11 empty] | Cage2-R09 | 4-G1203 | G1203 | C-001 | 1 | 4 | SEL1 |  |  | 10 | 7 |  | 2 |  | 1 |  | MDGKR-OR-003430 | MDGKR-IB-00035427 |  |  |  | 2.2 | 0.818
Sold | (주)미디어꾼 | Media Player | MDGKR | [5 empty] | Cabinet | SEL1-4-1-C-001-G1204 | [15 empty] | Cage2-R10 | 4-G1204 | G1204 | C-001 | 1 | 4 | SEL1 |  |  | 11 | 8 |  | 1 |  | 2 |  | MDGKR-OR-003430 | MDGKR-IB-00035428 |  |  |  | 2.2 | 0.818
Sold | (주)미디어꾼 | Media Player | MDGKR | [5 empty] | Cabinet | SEL1-4-1-C-001-G1205 | [15 empty] | Cage2-R11 | 4-G1205 | G1205 | C-001 | 1 | 4 | SEL1 |  |  | 13 |  |  | 12 | 1 |  |  | MDGKR-OR-003430 | MDGKR-IB-00035429 |  |  |  | 2.2 | 0.818
Sold | (주)미디어꾼 | Media Player | MDGKR | [5 empty] | Cabinet | SEL1-4-1-C-001-G1206 | [15 empty] | Cage2-R12 | 4-G1206 | G1206 | C-001 | 1 | 4 | SEL1 |  |  | 14 | 3 |  | 10 | 1 |  |  | MDGKR-OR-003430 | MDGKR-IB-00035430 |  |  |  | 2.2 | 0.818
Sold | (주)미디어꾼 | Media Player | MDGKR | [5 empty] | Cabinet | SEL1-4-1-C-001-G1207 | [15 empty] | Cage2-R13 | 4-G1207 | G1207 | C-001 | 1 | 4 | SEL1 |  |  | 0 | [6 empty] | MDGKR-OR-003430 | MDGKR-IB-00035431 |  |  |  | 2.2 | 0.818
Sold | (주)미디어꾼 | Media Player | MDGKR | [5 empty] | Cabinet | SEL1-4-1-C-001-G1301 | KEN6 | KEN13 | KEN 6 #08 | KEN 13 #08 | [11 empty] | Cage2-R14 | 4-G1301 | G1301 | C-001 | 1 | 4 | SEL1 |  |  | 0 | [6 empty] | MDGKR-OR-003430 | MDGKR-IB-00035432 |  |  |  | 2.2 | 2.2
Sold | (주)미디어꾼 | Media Player | MDGKR | [5 empty] | Cabinet | SEL1-4-1-C-001-G1302 | [15 empty] | Cage2-R15 | 4-G1302 | G1302 | C-001 | 1 | 4 | SEL1 |  |  | 14 | 8 |  | 6 |  |  |  | MDGKR-OR-003430 | MDGKR-IB-00035433 |  |  |  | 2.2 | 1.972
Sold | (주)미디어꾼 | Media Player | MDGKR | [5 empty] | Cabinet | SEL1-4-1-C-001-G1303 | [15 empty] | Cage2-R16 | 4-G1303 | G1303 | C-001 | 1 | 4 | SEL1 |  |  | 14 | 3 |  | 10 | 1 |  |  | MDGKR-OR-003430 | MDGKR-IB-00035434 |  |  |  | 2.2 | 2.2
Sold | (주)미디어꾼 | Media Player | MDGKR | [5 empty] | Cabinet | SEL1-4-1-C-001-G1304 | [15 empty] | Cage2-R17 | 4-G1304 | G1304 | C-001 | 1 | 4 | SEL1 |  |  | 12 | 1 |  | 8 | 3 |  |  | MDGKR-OR-003430 | MDGKR-IB-00035435 |  |  |  | 2.2 | 2.2
Sold | (주)미디어꾼 | Media Player | MDGKR | [5 empty] | Cabinet | SEL1-4-1-C-001-G1305 | [15 empty] | Cage2-R18 | 4-G1305 | G1305 | C-001 | 1 | 4 | SEL1 |  |  | 12 | 1 |  | 11 |  |  |  | MDGKR-OR-003430 | MDGKR-IB-00035436 |  |  |  | 2.2 | 2.2
Sold | (주)미디어꾼 | Media Player | MDGKR | [5 empty] | Cabinet | SEL1-4-1-C-001-G1306 | [15 empty] | Cage2-R19 | 4-G1306 | G1306 | C-001 | 1 | 4 | SEL1 |  |  | 12 |  |  | 12 |  |  |  | MDGKR-OR-003430 | MDGKR-IB-00035437 |  |  |  | 2.2 | 2.2
Sold | (주)미디어꾼 | Media Player | MDGKR | [5 empty] | Cabinet | SEL1-4-1-C-001-G1307 | [15 empty] | Cage2-R20 | 4-G1307 | G1307 | C-001 | 1 | 4 | SEL1 |  |  | 10 |  |  | 10 |  |  |  | MDGKR-OR-003430 | MDGKR-IB-00035438 |  |  |  | 2.2 | 2.2
Sold | 헥토파이넨셜 | Settle Bank Co., Ltd. | STBKR | [5 empty] | Cabinet | SEL1-4-1-C-002-G2103 | [15 empty] | 4F-Cage3-R016 | 4-G2103 | G2103 | C-002 | 1 | 4 | SEL1 |  |  | 8 | 1 |  | 7 |  |  |  | STBKR-OR-005078 | STBKR-IB-00035541 |  |  |  | 2.2 | 1.391
Sold | 헥토파이넨셜 | Settle Bank Co., Ltd. | STBKR | [5 empty] | Cabinet | SEL1-4-1-C-002-G2104 | [15 empty] | 4F-Cage3-R015 | 4-G2104 | G2104 | C-002 | 1 | 4 | SEL1 |  |  | 9 | 1 |  | 8 |  |  |  | STBKR-OR-005078 | STBKR-IB-00035542 |  |  |  | 2.2 | 1.391
Sold | 헥토파이넨셜 | Settle Bank Co., Ltd. | STBKR | [5 empty] | Cabinet | SEL1-4-1-C-002-G2105 | [15 empty] | 4F-Cage3-R014 | 4-G2105 | G2105 | C-002 | 1 | 4 | SEL1 |  |  | 12 | 1 |  | 11 |  |  |  | STBKR-OR-005078 | STBKR-IB-00035543 |  |  |  | 2.2 | 1.391
Sold | 헥토파이넨셜 | Settle Bank Co., Ltd. | STBKR | [5 empty] | Cabinet | SEL1-4-1-C-002-G2106 | KEN6 | KEN13 | KEN 6 #07 | KEN 13 #07 | [11 empty] | 4F-Cage3-R013 | 4-G2106 | G2106 | C-002 | 1 | 4 | SEL1 |  |  | 14 | 1 |  | 13 |  |  |  | STBKR-OR-005078 | STBKR-IB-00035544 |  |  |  | 2.2 | 1.391
Sold | 헥토파이넨셜 | Settle Bank Co., Ltd. | STBKR | [5 empty] | Cabinet | SEL1-4-1-C-002-G2201 | [15 empty] | 4F-Cage3-R12 | 4-G2201 | G2201 | C-002 | 1 | 4 | SEL1 |  |  | 14 |  |  | 1 |  | 13 |  | STBKR-OR-005078 | STBKR-IB-00035545 |  |  |  | 2.2 | 0.733
Sold | 헥토파이넨셜 | Settle Bank Co., Ltd. | STBKR | [5 empty] | Cabinet | SEL1-4-1-C-002-G2202 | [15 empty] | 4F-Cage3-R11 | 4-G2202 | G2202 | C-002 | 1 | 4 | SEL1 |  |  | 9 |  |  | 9 |  |  |  | STBKR-OR-005078 | STBKR-IB-00035546 |  |  |  | 2.2 | 0.836
Sold | 헥토파이넨셜 | Settle Bank Co., Ltd. | STBKR | [5 empty] | Cabinet | SEL1-4-1-C-002-G2203 | [15 empty] | 4F-Cage3-R10 | 4-G2203 | G2203 | C-002 | 1 | 4 | SEL1 |  |  | 11 |  |  | 2 |  | 9 |  | STBKR-OR-005078 | STBKR-IB-00035547 |  |  |  | 2.2 | 0.733
Sold | 헥토파이넨셜 | Settle Bank Co., Ltd. | STBKR | [5 empty] | Cabinet | SEL1-4-1-C-002-G2204 | [15 empty] | 4F-Cage3-R09 | 4-G2204 | G2204 | C-002 | 1 | 4 | SEL1 |  |  | 4 |  |  | 4 |  |  |  | STBKR-OR-005078 | STBKR-IB-00035548 |  |  |  | 2.2 | 0.836
Sold | 헥토파이넨셜 | Settle Bank Co., Ltd. | STBKR | [5 empty] | Cabinet | SEL1-4-1-C-002-G2205 | KEN6 | KEN13 | KEN 6 #03 | KEN 13 #03 | [11 empty] | 4F-Cage3-R08 | 4-G2205 | G2205 | C-002 | 1 | 4 | SEL1 |  |  | 0 | [6 empty] | STBKR-OR-005078 | STBKR-IB-00035549 |  |  |  | 2.2 | 0.733
Sold | 헥토파이넨셜 | Settle Bank Co., Ltd. | STBKR | [5 empty] | Cabinet | SEL1-4-1-C-002-G2206 | KEN6 | KEN13 | KEN 6 #05 | KEN 13 #05 | [11 empty] | 4F-Cage3-R07 | 4-G2206 | G2206 | C-002 | 1 | 4 | SEL1 |  |  | 6 | 2 |  | 4 |  |  |  | STBKR-OR-005078 | STBKR-IB-00035550 |  |  |  | 2.2 | 0.836
Sold | 헥토파이넨셜 | Settle Bank Co., Ltd. | STBKR | [5 empty] | Cabinet | SEL1-4-1-C-002-G2301 | [15 empty] | 4F-Cage3-R06 | 4-G2301 | G2301 | C-002 | 1 | 4 | SEL1 |  |  | 10 |  |  | 10 |  |  |  | STBKR-OR-005078 | STBKR-IB-00035551 |  |  |  | 2.2 | 1.653
Sold | 헥토파이넨셜 | Settle Bank Co., Ltd. | STBKR | [5 empty] | Cabinet | SEL1-4-1-C-002-G2302 | [15 empty] | 4F-Cage3-R05 | 4-G2302 | G2302 | C-002 | 1 | 4 | SEL1 |  |  | 10 |  |  | 10 |  |  |  | STBKR-OR-005078 | STBKR-IB-00035552 |  |  |  | 2.2 | 1.653
Sold | 헥토파이넨셜 | Settle Bank Co., Ltd. | STBKR | [5 empty] | Cabinet | SEL1-4-1-C-002-G2303 | [15 empty] | 4F-Cage3-R04 | 4-G2303 | G2303 | C-002 | 1 | 4 | SEL1 |  |  | 12 |  |  | 12 |  |  |  | STBKR-OR-005078 | STBKR-IB-00035553 |  |  |  | 2.2 | 1.653
Sold | 헥토파이넨셜 | Settle Bank Co., Ltd. | STBKR | [5 empty] | Cabinet | SEL1-4-1-C-002-G2304 | [15 empty] | 4F-Cage3-R03 | 4-G2304 | G2304 | C-002 | 1 | 4 | SEL1 |  |  | 13 |  |  | 12 |  | 1 |  | STBKR-OR-003596 | STBKR-IB-00035554 |  |  |  | 2.2 | 1.653
Sold | 헥토파이넨셜 | Settle Bank Co., Ltd. | STBKR | [5 empty] | Cabinet | SEL1-4-1-C-002-G2305 | [15 empty] | 4F-Cage3-R02 | 4-G2305 | G2305 | C-002 | 1 | 4 | SEL1 |  |  | 11 |  |  | 11 |  |  |  | STBKR-OR-003598 | STBKR-IB-00035555 |  |  |  | 2.2 | 1.653
Sold | 헥토파이넨셜 | Settle Bank Co., Ltd. | STBKR | [5 empty] | Cabinet | SEL1-4-1-C-002-G2306 | KEN6 | KEN13 | KEN 6 #01 | KEN 13 #01 | [11 empty] | 4F-Cage3-R01 | 4-G2306 | G2306 | C-002 | 1 | 4 | SEL1 |  |  | 12 | 1 |  |  | 11 |  |  | STBKR-OR-003598 | STBKR-IB-00035556 |  |  |  | 2.2 | 1.653
Available | [8 empty] | Cabinet | SEL1-4-1-C-003-G3101 | [15 empty] | 4F-Cage4-R04 | 4-G3101 | G3101 | C-003 | 1 | 4 | SEL1
Available | [8 empty] | Cabinet | SEL1-4-1-C-003-G3102 | [15 empty] | 4F-Cage4-R05 | 4-G3102 | G3102 | C-003 | 1 | 4 | SEL1
Available | [8 empty] | Cabinet | SEL1-4-1-C-003-G3201 | KEN6 | KEN13 | KEN 6 #09 | KEN 13 #09 | [11 empty] | 4F-Cage4-R01 | 4-G3201 | G3201 | C-003 | 1 | 4 | SEL1
Available | [8 empty] | Cabinet | SEL1-4-1-C-003-G3202 | KEN3 | KEN10 | KEN 3 #05 | KEN 10 #05 | [11 empty] | 4F-Cage4-R02 | 4-G3202 | G3202 | C-003 | 1 | 4 | SEL1
Available | [8 empty] | Cabinet | SEL1-4-1-C-003-G3203 | [15 empty] | 4F-Cage4-R03 | 4-G3203 | G3203 | C-003 | 1 | 4 | SEL1
Sold | 세종텔레콤 | Sejong Telecom Inc. | SJTKR | [5 empty] | Cabinet | SEL1-4-1-C-004-G4101 | KEN2 | KEN9 | KEN 2 #03 | KEN 9 #03 | [11 empty] | 601BAY | 4-G4101 | G4101 | C-004 | 1 | 4 | SEL1 | [9 empty] | SJTKR-OR-004030-CO1 |  |  |  | O | 1.6 | 1.068 |  |  |  | O | 0
Sold | 세종텔레콤 | Sejong Telecom Inc. | SJTKR | [5 empty] | Cabinet | SEL1-4-1-C-004-G4102 | [15 empty] | 602BAY | 4-G4102 | G4102 | C-004 | 1 | 4 | SEL1 | [9 empty] | SJTKR-OR-004030-CO1 |  |  |  | O | 1.6 | 1.068 |  |  |  | P | 0
Sold | 세종텔레콤 | Sejong Telecom Inc. | SJTKR | [5 empty] | Cabinet | SEL1-4-1-C-004-G4103 | [15 empty] | 603BAY | 4-G4103 | G4103 | C-004 | 1 | 4 | SEL1 | [9 empty] | SJTKR-OR-004030-CO1 |  |  |  | O | 1.6 | 1.068 |  |  |  | U | 0
Sold | 세종텔레콤 | Sejong Telecom Inc. | SJTKR | [5 empty] | Cabinet | SEL1-4-1-C-004-G4104 | [15 empty] | 604BAY | 4-G4104 | G4104 | C-004 | 1 | 4 | SEL1 | [9 empty] | SJTKR-OR-004030-CO1 |  |  |  | O | 1.6 | 1.068 |  |  |  | R | 0
Sold | 세종텔레콤 | Sejong Telecom Inc. | SJTKR | [5 empty] | Cabinet | SEL1-4-1-C-004-G4105 | [15 empty] | 605BAY | 4-G4105 | G4105 | C-004 | 1 | 4 | SEL1 | [9 empty] | SJTKR-OR-004030-CO1 |  |  |  | O | 1.6 | 1.068
Sold | 세종텔레콤 | Sejong Telecom Inc. | SJTKR | [5 empty] | Cabinet | SEL1-4-1-C-004-G4106 | [15 empty] | 606BAY | 4-G4106 | G4106 | C-004 | 1 | 4 | SEL1 | [9 empty] | SJTKR-OR-004030-CO1 |  |  |  | O | 1.6 | 1.068
Sold | 세종텔레콤 | Sejong Telecom Inc. | SJTKR | [5 empty] | Cabinet | SEL1-4-1-C-004-G4107 | [15 empty] | 607BAY | 4-G4107 | G4107 | C-004 | 1 | 4 | SEL1 | [9 empty] | SJTKR-OR-004030-CO1 |  |  |  | O | 1.6 | 1.068
Sold | 세종텔레콤 | Sejong Telecom Inc. | SJTKR | [5 empty] | Cabinet | SEL1-4-1-C-004-G4108 | [15 empty] | 608BAY | 4-G4108 | G4108 | C-004 | 1 | 4 | SEL1 | [9 empty] | SJTKR-OR-004030-CO1 |  |  |  | O | 1.6 | 1.068
Sold | 세종텔레콤 | Sejong Telecom Inc. | SJTKR | [5 empty] | Cabinet | SEL1-4-1-C-004-G4109 | [15 empty] | 609BAY | 4-G4109 | G4109 | C-004 | 1 | 4 | SEL1 | [9 empty] | SJTKR-OR-004030-CO1 |  |  |  | O | 1.6 | 1.068
Sold | 세종텔레콤 | Sejong Telecom Inc. | SJTKR | [5 empty] | Cabinet | SEL1-4-1-C-004-G4110 | [15 empty] | 610BAY | 4-G4110 | G4110 | C-004 | 1 | 4 | SEL1 | [9 empty] | SJTKR-OR-004030-CO1 |  |  |  | O | 1.6 | 1.068
Sold | 세종텔레콤 | Sejong Telecom Inc. | SJTKR | [5 empty] | Cabinet | SEL1-4-1-C-004-G4111 | [15 empty] | 611BAY | 4-G4111 | G4111 | C-004 | 1 | 4 | SEL1 | [9 empty] | SJTKR-OR-004030-CO1 |  |  |  | O | 1.6 | 1.068
Sold | 세종텔레콤 | Sejong Telecom Inc. | SJTKR | [5 empty] | Cabinet | SEL1-4-1-C-004-G4201 | KEN2 | KEN9 | KEN 2 #02 | KEN 9 #02 | [11 empty] | 501BAY | 4-G4201 | G4201 | C-004 | 1 | 4 | SEL1 | [9 empty] | SJTKR-OR-004030-CO1 |  |  |  | O | 1.6 | 1.234
Sold | 세종텔레콤 | Sejong Telecom Inc. | SJTKR | [5 empty] | Cabinet | SEL1-4-1-C-004-G4202 | [15 empty] | 502BAY | 4-G4202 | G4202 | C-004 | 1 | 4 | SEL1 | [9 empty] | SJTKR-OR-004030-CO1 |  |  |  | O | 1.6 | 1.234
Sold | 세종텔레콤 | Sejong Telecom Inc. | SJTKR | [5 empty] | Cabinet | SEL1-4-1-C-004-G4203 | [15 empty] | 503BAY | 4-G4203 | G4203 | C-004 | 1 | 4 | SEL1 | [9 empty] | SJTKR-OR-004030-CO1 |  |  |  | O | 1.6 | 1.234
Sold | 세종텔레콤 | Sejong Telecom Inc. | SJTKR | [5 empty] | Cabinet | SEL1-4-1-C-004-G4204 | [15 empty] | 504BAY | 4-G4204 | G4204 | C-004 | 1 | 4 | SEL1 | [9 empty] | SJTKR-OR-004030-CO1 |  |  |  | O | 1.6 | 1.234
Sold | 세종텔레콤 | Sejong Telecom Inc. | SJTKR | [5 empty] | Cabinet | SEL1-4-1-C-004-G4205 | [15 empty] | 505BAY | 4-G4205 | G4205 | C-004 | 1 | 4 | SEL1 | [9 empty] | SJTKR-OR-004030-CO1 |  |  |  | O | 1.6 | 1.234
Sold | 세종텔레콤 | Sejong Telecom Inc. | SJTKR | [5 empty] | Cabinet | SEL1-4-1-C-004-G4206 | [15 empty] | 506BAY | 4-G4206 | G4206 | C-004 | 1 | 4 | SEL1 | [9 empty] | SJTKR-OR-004030-CO1 |  |  |  | O | 1.6 | 1.234
Sold | 세종텔레콤 | Sejong Telecom Inc. | SJTKR | [5 empty] | Cabinet | SEL1-4-1-C-004-G4207 | [15 empty] | 507BAY | 4-G4207 | G4207 | C-004 | 1 | 4 | SEL1 | [9 empty] | SJTKR-OR-004030-CO1 |  |  |  | O | 1.6 | 1.234
Sold | 세종텔레콤 | Sejong Telecom Inc. | SJTKR | [5 empty] | Cabinet | SEL1-4-1-C-004-G4208 | [15 empty] | 508BAY | 4-G4208 | G4208 | C-004 | 1 | 4 | SEL1 | [9 empty] | SJTKR-OR-004030-CO1 |  |  |  | O | 1.6 | 1.234
Sold | 세종텔레콤 | Sejong Telecom Inc. | SJTKR | [5 empty] | Cabinet | SEL1-4-1-C-004-G4209 | [15 empty] | 509BAY | 4-G4209 | G4209 | C-004 | 1 | 4 | SEL1 | [9 empty] | SJTKR-OR-004030-CO1 |  |  |  | O | 1.6 | 1.234
Sold | 세종텔레콤 | Sejong Telecom Inc. | SJTKR | [5 empty] | Cabinet | SEL1-4-1-C-004-G4210 | [15 empty] | 510BAY | 4-G4210 | G4210 | C-004 | 1 | 4 | SEL1 | [9 empty] | SJTKR-OR-004030-CO1 |  |  |  | O | 1.6 | 1.234
Sold | 세종텔레콤 | Sejong Telecom Inc. | SJTKR | [5 empty] | Cabinet | SEL1-4-1-C-004-G4211 | [15 empty] | 511BAY | 4-G4211 | G4211 | C-004 | 1 | 4 | SEL1 | [9 empty] | SJTKR-OR-004030-CO1 |  |  |  | O | 1.6 | 1.234
Sold | 세종텔레콤 | Sejong Telecom Inc. | SJTKR | [5 empty] | Cabinet | SEL1-4-1-C-004-G4301 | KEN1 | KEN8 | KEN 1 #02 | KEN 8 #02 | [11 empty] | 401BAY | 4-G4301 | G4301 | C-004 | 1 | 4 | SEL1 | [9 empty] | SJTKR-OR-004030-CO1 |  |  |  | O | 1.6 | 1.446
Sold | 세종텔레콤 | Sejong Telecom Inc. | SJTKR | [5 empty] | Cabinet | SEL1-4-1-C-004-G4302 | [15 empty] | 402BAY | 4-G4302 | G4302 | C-004 | 1 | 4 | SEL1 | [9 empty] | SJTKR-OR-004030-CO1 |  |  |  | O | 1.6 | 1.446
Sold | 세종텔레콤 | Sejong Telecom Inc. | SJTKR | [5 empty] | Cabinet | SEL1-4-1-C-004-G4303 | [15 empty] | 403BAY | 4-G4303 | G4303 | C-004 | 1 | 4 | SEL1 | [9 empty] | SJTKR-OR-004030-CO1 |  |  |  | O | 1.6 | 1.446
Sold | 세종텔레콤 | Sejong Telecom Inc. | SJTKR | [5 empty] | Cabinet | SEL1-4-1-C-004-G4304 | [15 empty] | 404BAY | 4-G4304 | G4304 | C-004 | 1 | 4 | SEL1 | [9 empty] | SJTKR-OR-004030-CO1 |  |  |  | O | 1.6 | 1.446
Sold | 세종텔레콤 | Sejong Telecom Inc. | SJTKR | [5 empty] | Cabinet | SEL1-4-1-C-004-G4305 | [15 empty] | 405BAY | 4-G4305 | G4305 | C-004 | 1 | 4 | SEL1 | [9 empty] | SJTKR-OR-004030-CO1 |  |  |  | O | 1.6 | 1.446
Sold | 세종텔레콤 | Sejong Telecom Inc. | SJTKR | [5 empty] | Cabinet | SEL1-4-1-C-004-G4306 | [15 empty] | 406BAY | 4-G4306 | G4306 | C-004 | 1 | 4 | SEL1 | [9 empty] | SJTKR-OR-004030-CO1 |  |  |  | O | 1.6 | 1.446
Sold | 세종텔레콤 | Sejong Telecom Inc. | SJTKR | [5 empty] | Cabinet | SEL1-4-1-C-004-G4307 | [15 empty] | 407BAY | 4-G4307 | G4307 | C-004 | 1 | 4 | SEL1 | [9 empty] | SJTKR-OR-004030-CO1 |  |  |  | O | 1.6 | 1.446
Sold | 세종텔레콤 | Sejong Telecom Inc. | SJTKR | [5 empty] | Cabinet | SEL1-4-1-C-004-G4308 | [15 empty] | 408BAY | 4-G4308 | G4308 | C-004 | 1 | 4 | SEL1 | [9 empty] | SJTKR-OR-004030-CO1 |  |  |  | O | 1.6 | 1.446
Sold | 세종텔레콤 | Sejong Telecom Inc. | SJTKR | [5 empty] | Cabinet | SEL1-4-1-C-004-G4309 | [15 empty] | 409BAY | 4-G4309 | G4309 | C-004 | 1 | 4 | SEL1 | [9 empty] | SJTKR-OR-004030-CO1 |  |  |  | O | 1.6 | 1.446
Sold | 세종텔레콤 | Sejong Telecom Inc. | SJTKR | [5 empty] | Cabinet | SEL1-4-1-C-004-G4310 | [15 empty] | 410BAY | 4-G4310 | G4310 | C-004 | 1 | 4 | SEL1 | [9 empty] | SJTKR-OR-004030-CO1 |  |  |  | O | 1.6 | 1.446
Sold | 세종텔레콤 | Sejong Telecom Inc. | SJTKR | [5 empty] | Cabinet | SEL1-4-1-C-004-G4311 | [15 empty] | 411BAY | 4-G4311 | G4311 | C-004 | 1 | 4 | SEL1 | [9 empty] | SJTKR-OR-004030-CO1 |  |  |  | O | 1.6 | 1.446
Sold | 세종텔레콤 | Sejong Telecom Inc. | SJTKR | [5 empty] | Cabinet | SEL1-4-1-C-004-G4401 | KEN1 | KEN8 | KEN 1 #05 | KEN 8 #05 | [11 empty] | 301BAY | 4-G4401 | G4401 | C-004 | 1 | 4 | SEL1 | [9 empty] | SJTKR-OR-004030-CO1 |  |  |  | O | 1.6 | 1.26
Sold | 세종텔레콤 | Sejong Telecom Inc. | SJTKR | [5 empty] | Cabinet | SEL1-4-1-C-004-G4402 | [15 empty] | 302BAY | 4-G4402 | G4402 | C-004 | 1 | 4 | SEL1 | [9 empty] | SJTKR-OR-004030-CO1 |  |  |  | O | 1.6 | 1.26
Sold | 세종텔레콤 | Sejong Telecom Inc. | SJTKR | [5 empty] | Cabinet | SEL1-4-1-C-004-G4403 | [15 empty] | 303BAY | 4-G4403 | G4403 | C-004 | 1 | 4 | SEL1 | [9 empty] | SJTKR-OR-004030-CO1 |  |  |  | O | 1.6 | 1.26
Sold | 세종텔레콤 | Sejong Telecom Inc. | SJTKR | [5 empty] | Cabinet | SEL1-4-1-C-004-G4404 | [15 empty] | 304BAY | 4-G4404 | G4404 | C-004 | 1 | 4 | SEL1 | [9 empty] | SJTKR-OR-004030-CO1 |  |  |  | O | 1.6 | 1.26
Sold | 세종텔레콤 | Sejong Telecom Inc. | SJTKR | [5 empty] | Cabinet | SEL1-4-1-C-004-G4405 | [15 empty] | 305BAY | 4-G4405 | G4405 | C-004 | 1 | 4 | SEL1 | [9 empty] | SJTKR-OR-004030-CO1 |  |  |  | O | 1.6 | 1.26
Sold | 세종텔레콤 | Sejong Telecom Inc. | SJTKR | [5 empty] | Cabinet | SEL1-4-1-C-004-G4406 | [15 empty] | 306BAY | 4-G4406 | G4406 | C-004 | 1 | 4 | SEL1 | [9 empty] | SJTKR-OR-004030-CO1 |  |  |  | O | 1.6 | 1.26
Sold | 세종텔레콤 | Sejong Telecom Inc. | SJTKR | [5 empty] | Cabinet | SEL1-4-1-C-004-G4407 | [15 empty] | 307BAY | 4-G4407 | G4407 | C-004 | 1 | 4 | SEL1 | [9 empty] | SJTKR-OR-004030-CO1 |  |  |  | O | 1.6 | 1.26
Sold | 세종텔레콤 | Sejong Telecom Inc. | SJTKR | [5 empty] | Cabinet | SEL1-4-1-C-004-G4408 | [15 empty] | 308BAY | 4-G4408 | G4408 | C-004 | 1 | 4 | SEL1 | [9 empty] | SJTKR-OR-004030-CO1 |  |  |  | O | 1.6 | 1.26
Sold | 세종텔레콤 | Sejong Telecom Inc. | SJTKR | [5 empty] | Cabinet | SEL1-4-1-C-004-G4409 | [15 empty] | 309BAY | 4-G4409 | G4409 | C-004 | 1 | 4 | SEL1 | [9 empty] | SJTKR-OR-004030-CO1 |  |  |  | O | 1.6 | 1.26
Sold | 세종텔레콤 | Sejong Telecom Inc. | SJTKR | [5 empty] | Cabinet | SEL1-4-1-C-004-G4410 | [15 empty] | 310BAY | 4-G4410 | G4410 | C-004 | 1 | 4 | SEL1 | [9 empty] | SJTKR-OR-004030-CO1 |  |  |  | O | 1.6 | 1.26
Sold | 세종텔레콤 | Sejong Telecom Inc. | SJTKR | [5 empty] | Cabinet | SEL1-4-1-C-004-G4411 | [15 empty] | 311BAY | 4-G4411 | G4411 | C-004 | 1 | 4 | SEL1 | [9 empty] | SJTKR-OR-004030-CO1 |  |  |  | O | 1.6 | 1.26
Sold | 세종텔레콤 | Sejong Telecom Inc. | SJTKR | [5 empty] | Cabinet | SEL1-4-1-C-004-G4501 | KEN1 | KEN8 | KEN 1 #04 | KEN 8 #04 | [11 empty] | 201BAY | 4-G4501 | G4501 | C-004 | 1 | 4 | SEL1 | [9 empty] | SJTKR-OR-004030-CO1 |  |  |  | O | 1.6 | 1.292
Sold | 세종텔레콤 | Sejong Telecom Inc. | SJTKR | [5 empty] | Cabinet | SEL1-4-1-C-004-G4502 | [15 empty] | 202BAY | 4-G4502 | G4502 | C-004 | 1 | 4 | SEL1 | [9 empty] | SJTKR-OR-004030-CO1 |  |  |  | O | 1.6 | 1.292
Sold | 세종텔레콤 | Sejong Telecom Inc. | SJTKR | [5 empty] | Cabinet | SEL1-4-1-C-004-G4503 | [15 empty] | 203BAY | 4-G4503 | G4503 | C-004 | 1 | 4 | SEL1 | [9 empty] | SJTKR-OR-004030-CO1 |  |  |  | O | 1.6 | 1.292
Sold | 세종텔레콤 | Sejong Telecom Inc. | SJTKR | [5 empty] | Cabinet | SEL1-4-1-C-004-G4504 | [15 empty] | 204BAY | 4-G4504 | G4504 | C-004 | 1 | 4 | SEL1 | [9 empty] | SJTKR-OR-004030-CO1 |  |  |  | O | 1.6 | 1.292
Sold | 세종텔레콤 | Sejong Telecom Inc. | SJTKR | [5 empty] | Cabinet | SEL1-4-1-C-004-G4505 | [15 empty] | 205BAY | 4-G4505 | G4505 | C-004 | 1 | 4 | SEL1 | [9 empty] | SJTKR-OR-004030-CO1 |  |  |  | O | 1.6 | 1.292
Sold | 세종텔레콤 | Sejong Telecom Inc. | SJTKR | [5 empty] | Cabinet | SEL1-4-1-C-004-G4506 | [15 empty] | 206BAY | 4-G4506 | G4506 | C-004 | 1 | 4 | SEL1 | [9 empty] | SJTKR-OR-004030-CO1 |  |  |  | O | 1.6 | 1.292
Sold | 세종텔레콤 | Sejong Telecom Inc. | SJTKR | [5 empty] | Cabinet | SEL1-4-1-C-004-G4507 | [15 empty] | 207BAY | 4-G4507 | G4507 | C-004 | 1 | 4 | SEL1 | [9 empty] | SJTKR-OR-004030-CO1 |  |  |  | O | 1.6 | 1.292
Sold | 세종텔레콤 | Sejong Telecom Inc. | SJTKR | [5 empty] | Cabinet | SEL1-4-1-C-004-G4508 | [15 empty] | 208BAY | 4-G4508 | G4508 | C-004 | 1 | 4 | SEL1 | [9 empty] | SJTKR-OR-004030-CO1 |  |  |  | O | 1.6 | 1.292
Sold | 세종텔레콤 | Sejong Telecom Inc. | SJTKR | [5 empty] | Cabinet | SEL1-4-1-C-004-G4509 | [15 empty] | 209BAY | 4-G4509 | G4509 | C-004 | 1 | 4 | SEL1 | [9 empty] | SJTKR-OR-004030-CO1 |  |  |  | O | 1.6 | 1.292
Sold | 세종텔레콤 | Sejong Telecom Inc. | SJTKR | [5 empty] | Cabinet | SEL1-4-1-C-004-G4510 | [15 empty] | 210BAY | 4-G4510 | G4510 | C-004 | 1 | 4 | SEL1 | [9 empty] | SJTKR-OR-004030-CO1 |  |  |  | O | 1.6 | 1.292
Sold | 세종텔레콤 | Sejong Telecom Inc. | SJTKR | [5 empty] | Cabinet | SEL1-4-1-C-004-G4511 | [15 empty] | 211BAY | 4-G4511 | G4511 | C-004 | 1 | 4 | SEL1 | [9 empty] | SJTKR-OR-004030-CO1 |  |  |  | O | 1.6 | 1.292
Sold | 세종텔레콤 | Sejong Telecom Inc. | SJTKR | [5 empty] | Cabinet | SEL1-4-1-C-004-G4601 | KEN1 | KEN8 | KEN 1 #03 | KEN 8 #03 | [11 empty] | 101BAY | 4-G4601 | G4601 | C-004 | 1 | 4 | SEL1 | [9 empty] | SJTKR-OR-004030-CO1 |  |  |  | O | 1.6 | 1.462
Sold | 세종텔레콤 | Sejong Telecom Inc. | SJTKR | [5 empty] | Cabinet | SEL1-4-1-C-004-G4602 | [15 empty] | 102BAY | 4-G4602 | G4602 | C-004 | 1 | 4 | SEL1 | [9 empty] | SJTKR-OR-004030-CO1 |  |  |  | O | 1.6 | 1.462
Sold | 세종텔레콤 | Sejong Telecom Inc. | SJTKR | [5 empty] | Cabinet | SEL1-4-1-C-004-G4603 | [15 empty] | 103BAY | 4-G4603 | G4603 | C-004 | 1 | 4 | SEL1 | [9 empty] | SJTKR-OR-004030-CO1 |  |  |  | O | 1.6 | 1.462
Sold | 세종텔레콤 | Sejong Telecom Inc. | SJTKR | [5 empty] | Cabinet | SEL1-4-1-C-004-G4604 | [15 empty] | 104BAY | 4-G4604 | G4604 | C-004 | 1 | 4 | SEL1 | [9 empty] | SJTKR-OR-004030-CO1 |  |  |  | O | 1.6 | 1.462
Sold | 세종텔레콤 | Sejong Telecom Inc. | SJTKR | [5 empty] | Cabinet | SEL1-4-1-C-004-G4605 | [15 empty] | 105BAY | 4-G4605 | G4605 | C-004 | 1 | 4 | SEL1 | [9 empty] | SJTKR-OR-004030-CO1 |  |  |  | O | 1.6 | 1.462
Sold | 세종텔레콤 | Sejong Telecom Inc. | SJTKR | [5 empty] | Cabinet | SEL1-4-1-C-004-G4606 | [15 empty] | 106BAY | 4-G4606 | G4606 | C-004 | 1 | 4 | SEL1 | [9 empty] | SJTKR-OR-004030-CO1 |  |  |  | O | 1.6 | 1.462
Sold | 세종텔레콤 | Sejong Telecom Inc. | SJTKR | [5 empty] | Cabinet | SEL1-4-1-C-004-G4607 | [15 empty] | 107BAY | 4-G4607 | G4607 | C-004 | 1 | 4 | SEL1 | [9 empty] | SJTKR-OR-004030-CO1 |  |  |  | O | 1.6 | 1.462
Sold | 세종텔레콤 | Sejong Telecom Inc. | SJTKR | [5 empty] | Cabinet | SEL1-4-1-C-004-G4608 | [15 empty] | 108BAY | 4-G4608 | G4608 | C-004 | 1 | 4 | SEL1 | [9 empty] | SJTKR-OR-004030-CO1 |  |  |  | O | 1.6 | 1.462
Sold | 세종텔레콤 | Sejong Telecom Inc. | SJTKR | [5 empty] | Cabinet | SEL1-4-1-C-004-G4609 | [15 empty] | 109BAY | 4-G4609 | G4609 | C-004 | 1 | 4 | SEL1 | [9 empty] | SJTKR-OR-004030-CO1 |  |  |  | O | 1.6 | 1.462
Sold | 세종텔레콤 | Sejong Telecom Inc. | SJTKR | [5 empty] | Cabinet | SEL1-4-1-C-004-G4610 | [15 empty] | 110BAY | 4-G4610 | G4610 | C-004 | 1 | 4 | SEL1 | [9 empty] | SJTKR-OR-004030-CO1 |  |  |  | O | 1.6 | 1.462
Sold | 세종텔레콤 | Sejong Telecom Inc. | SJTKR | [5 empty] | Cabinet | SEL1-4-1-C-004-G4611 | [15 empty] | 111BAY | 4-G4611 | G4611 | C-004 | 1 | 4 | SEL1 | [9 empty] | SJTKR-OR-004030-CO1 |  |  |  | O | 1.6 | 1.462
Sold | 세종텔레콤 | Sejong Telecom Inc. | SJTKR | [5 empty] | Cabinet | SEL1-4-1-C-004-G4707 |  |  | - | [12 empty] | 007BAY | 4-G4707 | G4707 | C-004 | 1 | 4 | SEL1 | [9 empty] | SJTKR-OR-004030-CO1 |  |  |  | O | 1.6 | 1.54
Sold | 세종텔레콤 | Sejong Telecom Inc. | SJTKR | [5 empty] | Cabinet | SEL1-4-1-C-004-G4708 |  |  | - | [12 empty] | 008BAY | 4-G4708 | G4708 | C-004 | 1 | 4 | SEL1 | [9 empty] | SJTKR-OR-004030-CO1 |  |  |  | O | 1.6 | 1.54
Sold | 세종텔레콤 | Sejong Telecom Inc. | SJTKR | [5 empty] | Cabinet | SEL1-4-1-C-004-G4709 |  |  | - | [12 empty] | 009BAY | 4-G4709 | G4709 | C-004 | 1 | 4 | SEL1 | [9 empty] | SJTKR-OR-004030-CO1 |  |  |  | O | 1.6 | 1.54
Sold | 세종텔레콤 | Sejong Telecom Inc. | SJTKR | [5 empty] | Cabinet | SEL1-4-1-C-004-G4710 | KEN8 |  | KEN 8 #01 | [12 empty] | 010BAY | 4-G4710 | G4710 | C-004 | 1 | 4 | SEL1 | [9 empty] | SJTKR-OR-004030-CO1 |  |  |  | O | 1.6 | 1.54
Sold | 세종텔레콤 | Sejong Telecom Inc. | SJTKR | [5 empty] | Cabinet | SEL1-4-1-C-004-G4711 | KEN1 |  | KEN 1 #01 | [12 empty] | 011BAY | 4-G4711 | G4711 | C-004 | 1 | 4 | SEL1 | [9 empty] | SJTKR-OR-004030-CO1 |  |  |  | O | 1.6 | 1.54
Available | [8 empty] | Cabinet | SEL1-4-1-S-010-A101 | [15 empty] | AA01 | 4-A101 | A101 | S-010 | 1 | 4 | SEL1 | [15 empty] | 1.192
Available | [8 empty] | Cabinet | SEL1-4-1-S-010-A102 | [15 empty] | AA02 | 4-A102 | A102 | S-010 | 1 | 4 | SEL1 | [15 empty] | 1.192
Available | [8 empty] | Cabinet | SEL1-4-1-S-010-A103 | [15 empty] | AA03 | 4-A103 | A103 | S-010 | 1 | 4 | SEL1 | [15 empty] | 1.192
Available | [8 empty] | Cabinet | SEL1-4-1-S-010-A104 | [15 empty] | AA04 | 4-A104 | A104 | S-010 | 1 | 4 | SEL1 | [15 empty] | 1.192
Available | [8 empty] | Cabinet | SEL1-4-1-S-010-A105 | [15 empty] | AA05 | 4-A105 | A105 | S-010 | 1 | 4 | SEL1 | [15 empty] | 1.192
Available | [8 empty] | Cabinet | SEL1-4-1-S-010-A201 | [15 empty] | AB01 | 4-A201 | A201 | S-010 | 1 | 4 | SEL1 | [15 empty] | 1.192
Available | [8 empty] | Cabinet | SEL1-4-1-S-010-A202 | [15 empty] | AB02 | 4-A202 | A202 | S-010 | 1 | 4 | SEL1 | [15 empty] | 1.192
Available | [8 empty] | Cabinet | SEL1-4-1-S-010-A203 | [15 empty] | AB03 | 4-A203 | A203 | S-010 | 1 | 4 | SEL1 | [15 empty] | 1.192
Available | [8 empty] | Cabinet | SEL1-4-1-S-010-A204 | [15 empty] | AB04 | 4-A204 | A204 | S-010 | 1 | 4 | SEL1 | [15 empty] | 0.799
Available | [8 empty] | Cabinet | SEL1-4-1-S-010-A205 | [15 empty] | AB05 | 4-A205 | A205 | S-010 | 1 | 4 | SEL1 | [15 empty] | 0.799
Available | [6 empty] | Block for retrofit |  | Cabinet | SEL1-4-1-S-010-A301 | [15 empty] | AC01 | 4-A301 | A301 | S-010 | 1 | 4 | SEL1 | [15 empty] | 0.799
Available | [6 empty] | Block for retrofit |  | Cabinet | SEL1-4-1-S-010-A302 | [15 empty] | AC02 | 4-A302 | A302 | S-010 | 1 | 4 | SEL1 | [15 empty] | 0.799
Available | [6 empty] | Block for retrofit |  | Cabinet | SEL1-4-1-S-010-A303 | [15 empty] | AC03 | 4-A303 | A303 | S-010 | 1 | 4 | SEL1 | [15 empty] | 0.799
Available | [6 empty] | Block for retrofit |  | Cabinet | SEL1-4-1-S-010-A304 | [15 empty] | AC04 | 4-A304 | A304 | S-010 | 1 | 4 | SEL1 | [15 empty] | 0.799
Available | [6 empty] | Block for retrofit |  | Cabinet | SEL1-4-1-S-010-A305 | [15 empty] | AC05 | 4-A305 | A305 | S-010 | 1 | 4 | SEL1 | [15 empty] | 0.715
Available | [6 empty] | Block for retrofit |  | Cabinet | SEL1-4-1-S-010-A306 | [15 empty] | AC06 | 4-A306 | A306 | S-010 | 1 | 4 | SEL1 | [15 empty] | 0.715
Available | [6 empty] | Block for retrofit |  | Cabinet | SEL1-4-1-S-010-A307 | [15 empty] | AC07 | 4-A307 | A307 | S-010 | 1 | 4 | SEL1 | [15 empty] | 0.715
Available | [6 empty] | Block for retrofit |  | Cabinet | SEL1-4-1-S-010-A308 | [15 empty] | AC08 | 4-A308 | A308 | S-010 | 1 | 4 | SEL1 | [15 empty] | 0.715
Available | [6 empty] | Block for retrofit |  | Cabinet | SEL1-4-1-S-010-A309 | [15 empty] | AC09 | 4-A309 | A309 | S-010 | 1 | 4 | SEL1 | [15 empty] | 0.704
Available | [6 empty] | Block for retrofit |  | Cabinet | SEL1-4-1-S-010-A310 | [15 empty] | AC10 | 4-A310 | A310 | S-010 | 1 | 4 | SEL1 | [15 empty] | 0.704
Reserved | GS ITM | GS ITM |  |  |  |  | Block for retrofit |  | Cabinet | SEL1-4-1-S-010-A401 | [15 empty] | AC15 | 4-A401 | A401 | S-010 | 1 | 4 | SEL1 | [14 empty] | 2 | 0.704
Reserved | GS ITM | GS ITM |  |  |  |  | Block for retrofit |  | Cabinet | SEL1-4-1-S-010-A402 | [15 empty] | AC16 | 4-A402 | A402 | S-010 | 1 | 4 | SEL1 | [14 empty] | 2 | 0.704
Reserved | GS ITM | GS ITM |  |  |  |  | Block for retrofit |  | Cabinet | SEL1-4-1-S-010-A403 | [15 empty] | AC17 | 4-A403 | A403 | S-010 | 1 | 4 | SEL1 | [15 empty] | 0.704
Reserved | GS ITM | GS ITM |  |  |  |  | Block for retrofit |  | Cabinet | SEL1-4-1-S-010-A404 | [15 empty] | AC18 | 4-A404 | A404 | S-010 | 1 | 4 | SEL1 | [14 empty] | 4 | 0.704
Reserved | GS ITM | GS ITM |  |  |  |  | Block for retrofit |  | Cabinet | SEL1-4-1-S-010-A405 | [15 empty] | AC19 | 4-A405 | A405 | S-010 | 1 | 4 | SEL1 | [15 empty] | 0.704
Reserved | GS ITM | GS ITM |  |  |  |  | Block for retrofit |  | Cabinet | SEL1-4-1-S-010-A406 | [15 empty] | AD01 | 4-A406 | A406 | S-010 | 1 | 4 | SEL1 | [14 empty] | 4 | 0.704
Reserved | GS ITM | GS ITM |  |  |  |  | Block for retrofit |  | Cabinet | SEL1-4-1-S-010-A407 | [15 empty] | AD02 | 4-A407 | A407 | S-010 | 1 | 4 | SEL1 | [15 empty] | 1.518
Reserved | GS ITM | GS ITM |  |  |  |  | Block for retrofit |  | Cabinet | SEL1-4-1-S-010-A408 | [15 empty] | AD03 | 4-A408 | A408 | S-010 | 1 | 4 | SEL1 | [14 empty] | 4 | 1.518
Reserved | GS ITM | GS ITM |  |  |  |  | Block for retrofit |  | Cabinet | SEL1-4-1-S-010-A409 | [15 empty] | AD04 | 4-A409 | A409 | S-010 | 1 | 4 | SEL1 | [15 empty] | 0.953
Reserved | GS ITM | GS ITM |  |  |  |  | Block for retrofit |  | Cabinet | SEL1-4-1-S-010-A410 | [15 empty] | AD05 | 4-A410 | A410 | S-010 | 1 | 4 | SEL1 | [15 empty] | 0.953
Reserved | GS ITM | GS ITM |  |  |  |  | Block for retrofit |  | Cabinet | SEL1-4-1-S-010-A501 | [15 empty] | AD06 | 4-A501 | A501 | S-010 | 1 | 4 | SEL1 | [14 empty] | 2 | 0.953
Reserved | GS ITM | GS ITM |  |  |  |  | Block for retrofit |  | Cabinet | SEL1-4-1-S-010-A502 | [15 empty] | AD07 | 4-A502 | A502 | S-010 | 1 | 4 | SEL1 | [14 empty] | 2 | 0.731
Reserved | GS ITM | GS ITM |  |  |  |  | Block for retrofit |  | Cabinet | SEL1-4-1-S-010-A503 | [15 empty] | AD08 | 4-A503 | A503 | S-010 | 1 | 4 | SEL1 | [14 empty] | 2 | 0.731
Reserved | GS ITM | GS ITM |  |  |  |  | Block for retrofit |  | Cabinet | SEL1-4-1-S-010-A504 | [15 empty] | AD09 | 4-A504 | A504 | S-010 | 1 | 4 | SEL1 | [14 empty] | 2 | 0.731
Reserved | GS ITM | GS ITM |  |  |  |  | Block for retrofit |  | Cabinet | SEL1-4-1-S-010-A505 | [15 empty] | AD10 | 4-A505 | A505 | S-010 | 1 | 4 | SEL1 | [14 empty] | 4 | 0.731
Reserved | GS ITM | GS ITM |  |  |  |  | Block for retrofit |  | Cabinet | SEL1-4-1-S-010-A506 | [15 empty] | AD15 | 4-A506 | A506 | S-010 | 1 | 4 | SEL1 | [14 empty] | 4 | 1.633
Reserved | GS ITM | GS ITM |  |  |  |  | Block for retrofit |  | Cabinet | SEL1-4-1-S-010-A507 | [15 empty] | AD16 | 4-A507 | A507 | S-010 | 1 | 4 | SEL1 | [14 empty] | 2 | 1.633
Reserved | GS ITM | GS ITM |  |  |  |  | Block for retrofit |  | Cabinet | SEL1-4-1-S-010-A508 | [15 empty] | AD17 | 4-A508 | A508 | S-010 | 1 | 4 | SEL1 | [14 empty] | 2 | 1.633
Reserved | GS ITM | GS ITM |  |  |  |  | Block for retrofit |  | Cabinet | SEL1-4-1-S-010-A509 | [15 empty] | AD18 | 4-A509 | A509 | S-010 | 1 | 4 | SEL1 | [14 empty] | 2 | 1.633
Reserved | GS ITM | GS ITM |  |  |  |  | Block for retrofit |  | Cabinet | SEL1-4-1-S-010-A510 | [15 empty] | AD19 | 4-A510 | A510 | S-010 | 1 | 4 | SEL1 | [14 empty] | 2 | 1.531
Reserved | GS ITM | GS ITM |  |  |  |  | Block for retrofit |  | Cabinet | SEL1-4-1-S-010-A601 | [15 empty] | AE01 | 4-A601 | A601 | S-010 | 1 | 4 | SEL1 | [14 empty] | 2 | 1.531
Reserved | GS ITM | GS ITM |  |  |  |  | Block for retrofit |  | Cabinet | SEL1-4-1-S-010-A602 | [15 empty] | AE02 | 4-A602 | A602 | S-010 | 1 | 4 | SEL1 | [14 empty] | 2 | 1.531
Reserved | GS ITM | GS ITM |  |  |  |  | Block for retrofit |  | Cabinet | SEL1-4-1-S-010-A603 | [15 empty] | AE03 | 4-A603 | A603 | S-010 | 1 | 4 | SEL1 | [14 empty] | 2 | 1.531
Reserved | GS ITM | GS ITM |  |  |  |  | Block for retrofit |  | Cabinet | SEL1-4-1-S-010-A604 | [15 empty] | AE04 | 4-A604 | A604 | S-010 | 1 | 4 | SEL1 | [14 empty] | 2 | 1.531
Reserved | GS ITM | GS ITM |  |  |  |  | Block for retrofit |  | Cabinet | SEL1-4-1-S-010-A605 | [15 empty] | AE05 | 4-A605 | A605 | S-010 | 1 | 4 | SEL1 | [14 empty] | 2 | 0.711
Reserved | GS ITM | GS ITM |  |  |  |  | Block for retrofit |  | Cabinet | SEL1-4-1-S-010-A606 | [15 empty] | AE06 | 4-A606 | A606 | S-010 | 1 | 4 | SEL1 | [14 empty] | 2 | 0.711
Reserved | GS ITM | GS ITM |  |  |  |  | Block for retrofit |  | Cabinet | SEL1-4-1-S-010-A607 | [15 empty] | AE07 | 4-A607 | A607 | S-010 | 1 | 4 | SEL1 | [14 empty] | 2 | 0.711
Reserved | GS ITM | GS ITM |  |  |  |  | Block for retrofit |  | Cabinet | SEL1-4-1-S-010-A608 | [15 empty] | AE08 | 4-A608 | A608 | S-010 | 1 | 4 | SEL1 | [14 empty] | 2 | 0.711
Reserved | GS ITM | GS ITM |  |  |  |  | Block for retrofit |  | Cabinet | SEL1-4-1-S-010-A609 | [15 empty] | AE09 | 4-A609 | A609 | S-010 | 1 | 4 | SEL1 | [14 empty] | 2 | 0.711
Reserved | GS ITM | GS ITM |  |  |  |  | Block for retrofit |  | Cabinet | SEL1-4-1-S-010-A610 | [15 empty] | AE10 | 4-A610 | A610 | S-010 | 1 | 4 | SEL1 | [14 empty] | 2 | 0.711
Reserved | GS ITM | GS ITM |  |  |  |  | Block for retrofit |  | Cabinet | SEL1-4-1-S-010-A701 | [15 empty] | AF01 | 4-A701 | A701 | S-010 | 1 | 4 | SEL1 | [14 empty] | 4 | 0.711
Reserved | GS ITM | GS ITM |  |  |  |  | Block for retrofit |  | Cabinet | SEL1-4-1-S-010-A702 | [15 empty] | AF02 | 4-A702 | A702 | S-010 | 1 | 4 | SEL1 | [14 empty] | 4 | 0.711
Reserved | GS ITM | GS ITM |  |  |  |  | Block for retrofit |  | Cabinet | SEL1-4-1-S-010-A703 | [15 empty] | AF03 | 4-A703 | A703 | S-010 | 1 | 4 | SEL1 | [14 empty] | 2 | 0.711
Reserved | GS ITM | GS ITM |  |  |  |  | Block for retrofit |  | Cabinet | SEL1-4-1-S-010-A704 | [15 empty] | AF04 | 4-A704 | A704 | S-010 | 1 | 4 | SEL1 | [14 empty] | 2 | 0.976
Reserved | GS ITM | GS ITM |  |  |  |  | Block for retrofit |  | Cabinet | SEL1-4-1-S-010-A705 | [15 empty] | AF05 | 4-A705 | A705 | S-010 | 1 | 4 | SEL1 | [14 empty] | 2 | 0.976
Reserved | GS ITM | GS ITM |  |  |  |  | Block for retrofit |  | Cabinet | SEL1-4-1-S-010-A706 | [15 empty] | AF06 | 4-A706 | A706 | S-010 | 1 | 4 | SEL1 | [14 empty] | 2 | 0.976
Reserved | GS ITM | GS ITM |  |  |  |  | Block for retrofit |  | Cabinet | SEL1-4-1-S-010-A707 | [15 empty] | AF07 | 4-A707 | A707 | S-010 | 1 | 4 | SEL1 | [14 empty] | 2 | 0.976
Reserved | GS ITM | GS ITM |  |  |  |  | Block for retrofit |  | Cabinet | SEL1-4-1-S-010-A708 | [15 empty] | AF08 | 4-A708 | A708 | S-010 | 1 | 4 | SEL1 | [14 empty] | 2 | 0.976
Reserved | GS ITM | GS ITM |  |  |  |  | Block for retrofit |  | Cabinet | SEL1-4-1-S-010-A709 | [15 empty] | AF09 | 4-A709 | A709 | S-010 | 1 | 4 | SEL1 | [14 empty] | 2 | 0.976
Reserved | GS ITM | GS ITM |  |  |  |  | Block for retrofit |  | Cabinet | SEL1-4-1-S-010-A710 | [15 empty] | AF10 | 4-A710 | A710 | S-010 | 1 | 4 | SEL1 | [14 empty] | 2 | 0.976
Reserved | GS ITM | GS ITM |  |  |  |  | Block for retrofit |  | Cabinet | SEL1-4-1-S-010-A801 | [15 empty] | AG01 | 4-A801 | A801 | S-010 | 1 | 4 | SEL1 | [14 empty] | 2 | 0.976
Reserved | GS ITM | GS ITM |  |  |  |  | Block for retrofit |  | Cabinet | SEL1-4-1-S-010-A802 | [15 empty] | AG02 | 4-A802 | A802 | S-010 | 1 | 4 | SEL1 | [14 empty] | 2 | 1.256
Reserved | GS ITM | GS ITM |  |  |  |  | Block for retrofit |  | Cabinet | SEL1-4-1-S-010-A803 | [15 empty] | AG03 | 4-A803 | A803 | S-010 | 1 | 4 | SEL1 | [14 empty] | 2 | 1.256
Reserved | GS ITM | GS ITM |  |  |  |  | Block for retrofit |  | Cabinet | SEL1-4-1-S-010-A804 | [15 empty] | AG04 | 4-A804 | A804 | S-010 | 1 | 4 | SEL1 | [14 empty] | 4 | 1.256
Reserved | GS ITM | GS ITM |  |  |  |  | Block for retrofit |  | Cabinet | SEL1-4-1-S-010-A805 | [15 empty] | AG05 | 4-A805 | A805 | S-010 | 1 | 4 | SEL1 | [14 empty] | 2 | 1.256
Reserved | GS ITM | GS ITM |  |  |  |  | Block for retrofit |  | Cabinet | SEL1-4-1-S-010-A806 | [15 empty] | AG06 | 4-A806 | A806 | S-010 | 1 | 4 | SEL1 | [14 empty] | 2 | 1.256
Reserved | GS ITM | GS ITM |  |  |  |  | Block for retrofit |  | Cabinet | SEL1-4-1-S-010-A807 | [15 empty] | AG07 | 4-A807 | A807 | S-010 | 1 | 4 | SEL1 | [14 empty] | 2 | 1.256
Reserved | GS ITM | GS ITM |  |  |  |  | Block for retrofit |  | Cabinet | SEL1-4-1-S-010-A808 | [15 empty] | AG08 | 4-A808 | A808 | S-010 | 1 | 4 | SEL1 | [14 empty] | 2 | 1.256
Reserved | GS ITM | GS ITM |  |  |  |  | Block for retrofit |  | Cabinet | SEL1-4-1-S-010-A809 | [15 empty] | AG09 | 4-A809 | A809 | S-010 | 1 | 4 | SEL1 | [14 empty] | 4 | 1.256
Reserved | GS ITM | GS ITM |  |  |  |  | Block for retrofit |  | Cabinet | SEL1-4-1-S-010-A810 | [15 empty] | AG10 | 4-A810 | A810 | S-010 | 1 | 4 | SEL1 | [14 empty] | 2 | 1.512
Reserved | GS ITM | GS ITM |  |  |  |  | Block for retrofit |  | Cabinet | SEL1-4-1-S-010-A901 | [15 empty] | AH01 | 4-A901 | A901 | S-010 | 1 | 4 | SEL1 | [14 empty] | 2 | 1.512
Reserved | GS ITM | GS ITM |  |  |  |  | Block for retrofit |  | Cabinet | SEL1-4-1-S-010-A902 | [15 empty] | AH02 | 4-A902 | A902 | S-010 | 1 | 4 | SEL1 | [14 empty] | 4 | 1.512
Reserved | GS ITM | GS ITM |  |  |  |  | Block for retrofit |  | Cabinet | SEL1-4-1-S-010-A903 | [15 empty] | AH03 | 4-A903 | A903 | S-010 | 1 | 4 | SEL1 | [14 empty] | 2 | 1.512
Reserved | GS ITM | GS ITM |  |  |  |  | Block for retrofit |  | Cabinet | SEL1-4-1-S-010-A904 | [15 empty] | AH04 | 4-A904 | A904 | S-010 | 1 | 4 | SEL1 | [14 empty] | 2 | 2.376
Reserved | GS ITM | GS ITM |  |  |  |  | Block for retrofit |  | Cabinet | SEL1-4-1-S-010-A905 | [15 empty] | AH05 | 4-A905 | A905 | S-010 | 1 | 4 | SEL1 | [14 empty] | 2 | 1.496
Reserved | GS ITM | GS ITM |  |  |  |  | Block for retrofit |  | Cabinet | SEL1-4-1-S-010-A906 | [15 empty] | AH06 | 4-A906 | A906 | S-010 | 1 | 4 | SEL1 | [14 empty] | 2 | 1.716
Reserved | GS ITM | GS ITM |  |  |  |  | Block for retrofit |  | Cabinet | SEL1-4-1-S-010-A907 | [15 empty] | AH07 | 4-A907 | A907 | S-010 | 1 | 4 | SEL1 | [14 empty] | 2 | 0
Reserved | GS ITM | GS ITM |  |  |  |  | Block for retrofit |  | Cabinet | SEL1-4-1-S-010-A908 | [15 empty] | AH08 | 4-A908 | A908 | S-010 | 1 | 4 | SEL1 | [14 empty] | 2 | 0
Reserved | GS ITM | GS ITM |  |  |  |  | Block for retrofit |  | Cabinet | SEL1-4-1-S-010-A909 | [15 empty] | AH09 | 4-A909 | A909 | S-010 | 1 | 4 | SEL1 | [14 empty] | 2 | 0
Reserved | GS ITM | GS ITM |  |  |  |  | Block for retrofit |  | Cabinet | SEL1-4-1-S-010-A910 | [15 empty] | AH10 | 4-A910 | A910 | S-010 | 1 | 4 | SEL1 | [14 empty] | 2 | 0
Sold | (주)미디어꾼 | Media Player | MDGKR | [5 empty] | Cabinet | SEL1-4-1-S-010-B115 | [15 empty] | S20 | 4-B115 | B115 | S-010 | 1 | 4 | SEL1 |  |  | 17 | 6 | 1 | 2 | 4 | 4 | Half -> Full | MDGKR2-OR-003431 | MDGKR2-IB-00035439 Half |  |  |  | 1.1 | 1.192
Available | [8 empty] | Cabinet | SEL1-4-1-S-010-B116 | [15 empty] | S19 | 4-B116 | B116 | S-010 | 1 | 4 | SEL1 | [9 empty] | STSKR-OR-005922 | STSKR-IB-00035576 |  |  |  | 2.2 | 1.192
Sold | 주식회사 순테크솔루션 | Suntech Solution | STSKR | [5 empty] | Cabinet | SEL1-4-1-S-010-B117 | [15 empty] | S18 | 4-B117 | B117 | S-010 | 1 | 4 | SEL1 | [9 empty] | STSKR-OR-005922 | STSKR-IB-00035577 |  |  |  | 2.2 | 1.192
Sold | 주식회사 순테크솔루션 | Suntech Solution | STSKR | [5 empty] | Cabinet | SEL1-4-1-S-010-B118 | [15 empty] | S17 | 4-B118 | B118 | S-010 | 1 | 4 | SEL1 | [9 empty] | STSKR-OR-005922 | STSKR-IB-00035578 |  |  |  | 2.2 | 1.192
Sold | 주식회사 순테크솔루션 | Suntech Solution | STSKR | [5 empty] | Cabinet | SEL1-4-1-S-010-B119 | [15 empty] | S16 | 4-B119 | B119 | S-010 | 1 | 4 | SEL1 | [9 empty] | STSKR-OR-005922 | STSKR-IB-00035579 |  |  |  | 2.2 | 1.192
Sold | 주식회사 순테크솔루션 | Suntech Solution | STSKR | [5 empty] | Cabinet | SEL1-4-1-S-010-B120 | [15 empty] | S15 | 4-B120 | B120 | S-010 | 1 | 4 | SEL1 | [9 empty] | STSKR-OR-005922 | STSKR-IB-00035580 |  |  |  | 2.2 | 1.192
Sold | 주식회사 순테크솔루션 | Suntech Solution | STSKR | [5 empty] | Cabinet | SEL1-4-1-S-010-B121 | [15 empty] | S14 | 4-B121 | B121 | S-010 | 1 | 4 | SEL1 | [9 empty] | STSKR-OR-005922 | STSKR-IB-00035581 |  |  |  | 2.2 | 1.192
Sold | 주식회사 순테크솔루션 | Suntech Solution | STSKR | [5 empty] | Cabinet | SEL1-4-1-S-010-B122 | [15 empty] | S13 | 4-B122 | B122 | S-010 | 1 | 4 | SEL1 | [9 empty] | STSKR-OR-006413 | STSKR-IB-000107575 |  |  |  | 2.2 | 0
Sold | 주식회사 순테크솔루션 | Suntech Solution | STSKR | [5 empty] | Cabinet | SEL1-4-1-S-010-B123 | [15 empty] | S12 | 4-B123 | B123 | S-010 | 1 | 4 | SEL1 | [9 empty] | STSKR-OR-006494 | STSKR-IB-000107993 |  |  |  | 2.2 | 0
Sold | 주식회사 순테크솔루션 | Suntech Solution | STSKR | [5 empty] | Cabinet | SEL1-4-1-S-010-B124 | KEN3 | KEN10 | KEN 3 #10 | KEN 10 #10 | [11 empty] | S11 | 4-B124 | B124 | S-010 | 1 | 4 | SEL1 | [9 empty] | STSKR-OR-005922 | STSKR-IB-00035584 |  |  |  | 2.2 | 1.192
Available | [8 empty] | Cabinet | SEL1-4-1-S-010-B301 | [15 empty] | AJ01 | 4-B301 | B301 | S-010 | 1 | 4 | SEL1 | [15 empty] | 0
Available | [8 empty] | Cabinet | SEL1-4-1-S-010-B302 | [15 empty] | AJ02 | 4-B302 | B302 | S-010 | 1 | 4 | SEL1 | [15 empty] | 0.176
Available | [8 empty] | Cabinet | SEL1-4-1-S-010-B303 | [15 empty] | AJ03 | 4-B303 | B303 | S-010 | 1 | 4 | SEL1 | [15 empty] | 0.572
Available | [8 empty] | Cabinet | SEL1-4-1-S-010-B304 | [15 empty] | AJ04 | 4-B304 | B304 | S-010 | 1 | 4 | SEL1 | [15 empty] | 0.55
Available | [8 empty] | Cabinet | SEL1-4-1-S-010-B305 | [15 empty] | AJ05 | 4-B305 | B305 | S-010 | 1 | 4 | SEL1 | [15 empty] | 0
Available | [8 empty] | Cabinet | SEL1-4-1-S-010-B315 | [15 empty] | Q20 | 4-B315 | B315 | S-010 | 1 | 4 | SEL1 | [14 empty] | 2.2 | 0 | Available인데, 계약전력이 있네요?
Sold | 주식회사 순테크솔루션 | Suntech Solution | STSKR | [5 empty] | Cabinet | SEL1-4-1-S-010-B316 | [15 empty] | Q19 | 4-B316 | B316 | S-010 | 1 | 4 | SEL1 |  |  | 10 | 9 |  | 1 |  |  |  | STSKR-OR-005922 | STSKR-IB-00035586 |  |  |  | 2.2 | 0.799
Sold | 주식회사 순테크솔루션 | Suntech Solution | STSKR | [5 empty] | Cabinet | SEL1-4-1-S-010-B317 | [15 empty] | Q18 | 4-B317 | B317 | S-010 | 1 | 4 | SEL1 |  |  | 11 | 5 |  |  | 6 |  |  | STSKR-OR-005922 | STSKR-IB-00035587 |  |  |  | 2.2 | 0.799
Available | [8 empty] | Cabinet | SEL1-4-1-S-010-B318 | [15 empty] | Q17 | 4-B318 | B318 | S-010 | 1 | 4 | SEL1 | [15 empty] | 0
Available | [8 empty] | Cabinet | SEL1-4-1-S-010-B319 | [15 empty] | Q16 | 4-B319 | B319 | S-010 | 1 | 4 | SEL1 | [15 empty] | 1.364
Available | [8 empty] | Cabinet | SEL1-4-1-S-010-B320 | [15 empty] | Q15 | 4-B320 | B320 | S-010 | 1 | 4 | SEL1 | [15 empty] | 0
Sold | (주)시스원 | Sysone Co., Ltd. | SSOKR | [5 empty] | Cabinet | SEL1-4-1-S-010-B321 | [15 empty] | Q14 | 4-B321 | B321 | S-010 | 1 | 4 | SEL1 |  |  | 8 | 2 | 1 |  | 5 |  | Half | SSOKR-OR-003591 | SSOKR-IB-00035531 |  |  |  | 2.2 | 0.799
Sold | (주)시스원 | Sysone Co., Ltd. | SSOKR | [5 empty] | Cabinet | SEL1-4-1-S-010-B322 | [15 empty] | Q13 | 4-B322 | B322 | S-010 | 1 | 4 | SEL1 |  |  | 29 | 15 |  | 3 | 1 |  |  | SSOKR-OR-003591 | SSOKR-IB-00035532 |  |  |  | 2.2 | 0.799
Sold | (주)시스원 | Sysone Co., Ltd. | SSOKR | [5 empty] | Cabinet | SEL1-4-1-S-010-B323 | [15 empty] | Q12 | 4-B323 | B323 | S-010 | 1 | 4 | SEL1 |  |  | 14 | 9 | 1 | 3 | 1 |  |  | SSOKR-OR-003591 | SSOKR-IB-00035533 |  |  |  | 2.2 | 0.799
Stranded | DEK | Digital Edge Korea | DTEKR | [5 empty] | Cabinet | SEL1-4-1-S-010-B324 | KEN3 | KEN10 | KEN 3 #08 | KEN 10 #08 | [11 empty] | Q11 | 4-B324 | B324 | S-010 | 1 | 4 | SEL1 | [10 empty] | DEK-IB-00045965 |  |  |  | 2.2 | 0.799
Available | [8 empty] | Cabinet | SEL1-4-1-S-010-B401 | [15 empty] | AJ06 | 4-B401 | B401 | S-010 | 1 | 4 | SEL1 | [15 empty] | 0
Available | [8 empty] | Cabinet | SEL1-4-1-S-010-B402 | [15 empty] | AJ07 | 4-B402 | B402 | S-010 | 1 | 4 | SEL1 | [15 empty] | 0
Available | [8 empty] | Cabinet | SEL1-4-1-S-010-B403 | [15 empty] | AJ08 | 4-B403 | B403 | S-010 | 1 | 4 | SEL1 | [15 empty] | 0
Available | [8 empty] | Cabinet | SEL1-4-1-S-010-B404 | [15 empty] | AJ09 | 4-B404 | B404 | S-010 | 1 | 4 | SEL1 | [15 empty] | 0
Available | [8 empty] | Cabinet | SEL1-4-1-S-010-B405 | [15 empty] | AJ10 | 4-B405 | B405 | S-010 | 1 | 4 | SEL1 | [15 empty] | 0
Stranded | DEK | DEK, 층간 Patch Cabinet | [6 empty] | Cabinet | SEL1-4-1-S-010-B415 | [15 empty] | P20 | 4-B415 | B415 | S-010 | 1 | 4 | SEL1 | [15 empty] | 0
Available | [8 empty] | Cabinet | SEL1-4-1-S-010-B416 | [15 empty] | P19 | 4-B416 | B416 | S-010 | 1 | 4 | SEL1 | [15 empty] | 0
Available | [8 empty] | Cabinet | SEL1-4-1-S-010-B417 | [15 empty] | P18 | 4-B417 | B417 | S-010 | 1 | 4 | SEL1 | [15 empty] | 0
Sold | 세종텔레콤 | Sejong Telecom Inc. | SJTKR |  |  |  | 인피니소프트(고객카드없음) |  | Cabinet | SEL1-4-1-S-010-B418 | [15 empty] | P17 | 4-B418 | B418 | S-010 | 1 | 4 | SEL1 |  |  | 3 | 2 |  | 1 |  |  |  |  | SJTKR-IB-00045912 |  | 인피티소프트 |  | 0.55 | 0.715
Sold | 세종텔레콤 | Sejong Telecom Inc. | SJTKR |  |  |  | 인피니소프트(고객카드없음) |  | Cabinet | SEL1-4-1-S-010-B419 | [15 empty] | P16 | 4-B419 | B419 | S-010 | 1 | 4 | SEL1 |  |  | 23 | 12 |  | 2 | 9 |  |  |  | SJTKR-IB-00045911 |  | 인피티소프트 |  | 2.2 | 0.715
Stranded | DEK | Digital Edge Korea | DTEKR | [5 empty] | Cabinet | SEL1-4-1-S-010-B420 | [15 empty] | P15 | 4-B420 | B420 | S-010 | 1 | 4 | SEL1 |  |  | 4 |  |  | 1 |  | 3 |  |  | DEK-IB-00045964 |  |  |  | 2.2 | 0.715
Available | [8 empty] | Cabinet | SEL1-4-1-S-010-B421 | [15 empty] | P14 | 4-B421 | B421 | S-010 | 1 | 4 | SEL1 | [15 empty] | 0.715
Stranded | DEK | Digital Edge Korea | DTEKR | [5 empty] | Cabinet | SEL1-4-1-S-010-B422 | [15 empty] | P13 | 4-B422 | B422 | S-010 | 1 | 4 | SEL1 | [10 empty] | DEK-IB-00045963 |  |  |  | 2.2 | 0.715
Available | [8 empty] | Cabinet | SEL1-4-1-S-010-B423 | [15 empty] | P12 | 4-B423 | B423 | S-010 | 1 | 4 | SEL1 | [15 empty] | 0
Available | [8 empty] | Cabinet | SEL1-4-1-S-010-B424 | KEN3 | KEN10 | KEN 3 #07 | KEN 10 #07 | [11 empty] | P11 | 4-B424 | B424 | S-010 | 1 | 4 | SEL1 | [15 empty] | 0
Available | [8 empty] | Cabinet | SEL1-4-1-S-010-B515 | [15 empty] | O20 | 4-B515 | B515 | S-010 | 1 | 4 | SEL1 |  |  | 15 | 11 |  | 1 | 2 | [8 empty] | 0
Sold | (주)엘리스정보기술 | Ellis Information Technology Co., Ltd. | EITKR | [5 empty] | Cabinet | SEL1-4-1-S-010-B516 | [15 empty] | O19 | 4-B516 | B516 | S-010 | 1 | 4 | SEL1 | [8 empty] | quarter -> Full | EITKR-OR-003329 | EITKR-IB-00035374 Quarter |  |  |  | 0.55 | 0.704
Sold | 에스씨지랩(주) | SCG Lab | SGLKR |  |  |  | 한국인터넷빌링㈜ |  | Cabinet | SEL1-4-1-S-010-B517 | [15 empty] | O18 | 4-B517 | B517 | S-010 | 1 | 4 | SEL1 |  |  | 10 | 9 | 1 |  |  |  |  | SGLKR-OR-003633 | SGLKR-IB-00035492 |  |  |  | 2.2 | 0.704
Sold | 주식회사 네토즈 | Netoz Co., Ltd. | NTZKR | [5 empty] | Cabinet | SEL1-4-1-S-010-B518 | [15 empty] | O17 | 4-B518 | B518 | S-010 | 1 | 4 | SEL1 |  |  | 14 | 9 |  | 4 | 1 |  |  | NTZKR-OR-003450 | NTZKR-IB-00035454 |  |  |  | 2.2 | 0.704
Sold | 주식회사 하이오토클럽 | Hi Auto Club Co., Ltd. | HACKR | [5 empty] | Cabinet | SEL1-4-1-S-010-B519 | [15 empty] | O16 | 4-B519 | B519 | S-010 | 1 | 4 | SEL1 | [9 empty] | HACKR-OR-003340 | HACKR-IB-00035384 |  |  |  | 2.2 | 0.704
Available | [8 empty] | Cabinet | SEL1-4-1-S-010-B520 | [15 empty] | O15 | 4-B520 | B520 | S-010 | 1 | 4 | SEL1
Available | [8 empty] | Cabinet | SEL1-4-1-S-010-B521 | [15 empty] | O14 | 4-B521 | B521 | S-010 | 1 | 4 | SEL1 | [15 empty] | 0
Sold | 주식회사 하이오토클럽 | Hi Auto Club Co., Ltd. | HACKR | [5 empty] | Cabinet | SEL1-4-1-S-010-B522 | [15 empty] | O13 | 4-B522 | B522 | S-010 | 1 | 4 | SEL1 | [9 empty] | HACKR-OR-003340 | HACKR-IB-00035385 |  |  |  | 2.2 | 0.704
Sold | 주식회사 대림아이앤티 | Daerim I&T | DLIKR | [5 empty] | Cabinet | SEL1-4-1-S-010-B523 | [15 empty] | O12 | 4-B523 | B523 | S-010 | 1 | 4 | SEL1 | [8 empty] | Half | DLIKR-OR-003320 | DLIKR-IB-00035261 Half |  |  |  | 1.1 | 0.704
Sold | 주식회사 오리엔탈문 | Oriental Moon Co., Ltd. | OTMKR | [5 empty] | Cabinet | SEL1-4-1-S-010-B524 | KEN3 | KEN10 | KEN 3 #06 | KEN 10 #06 | [11 empty] | O11 | 4-B524 | B524 | S-010 | 1 | 4 | SEL1 | [8 empty] | Half | OTMKR-OR-003454 | OTMKR-IB-00035460 Half |  |  |  | 1.1 | 0.704
Sold | 스파크앤어소시에이츠 주식회사 | Spark & ​​Associates Co., Ltd. | SNAKR | [5 empty] | Cabinet | SEL1-4-1-S-010-C1001 | KEN2 | KEN9 | KEN 2 #05 | KEN 9 #05 | [11 empty] | D11 | 4-C1001 | C1001 | S-010 | 1 | 4 | SEL1 |  |  | 11 |  | 1 |  | 9 | 1 | Half | SNAKR-OR-003588 | SNAKR-IB-00035529 Half |  |  |  | 1.1 | 1.518
Available | [8 empty] | Cabinet | SEL1-4-1-S-010-C1002 | [15 empty] | D12 | 4-C1002 | C1002 | S-010 | 1 | 4 | SEL1 | [15 empty] | 0
Available | [8 empty] | Cabinet | SEL1-4-1-S-010-C1003 | [15 empty] | D13 | 4-C1003 | C1003 | S-010 | 1 | 4 | SEL1 | [15 empty] | 0
Available | [8 empty] | Cabinet | SEL1-4-1-S-010-C1004 | [15 empty] | D14 | 4-C1004 | C1004 | S-010 | 1 | 4 | SEL1 | [15 empty] | 0
Available | [8 empty] | Cabinet | SEL1-4-1-S-010-C1005 | [15 empty] | D15 | 4-C1005 | C1005 | S-010 | 1 | 4 | SEL1 | [15 empty] | 0
Available | [8 empty] | Cabinet | SEL1-4-1-S-010-C1006 | [15 empty] | D16 | 4-C1006 | C1006 | S-010 | 1 | 4 | SEL1 | [15 empty] | 0
Available | [8 empty] | Cabinet | SEL1-4-1-S-010-C1007 | [15 empty] | D17 | 4-C1007 | C1007 | S-010 | 1 | 4 | SEL1 | [15 empty] | 0
Sold | 세종텔레콤 | Sejong Telecom Inc. | SJTKR |  |  |  | 에이엠네트웍스 |  | Cabinet | SEL1-4-1-S-010-C1008 | [15 empty] | D18 | 4-C1008 | C1008 | S-010 | 1 | 4 | SEL1 |  |  | 12 |  | 12 | [5 empty] | SJTKR-IB-00045909 |  | 에이엠네트웍스 |  | 2.2 | 1.518
Available | [8 empty] | Cabinet | SEL1-4-1-S-010-C1009 | [15 empty] | D19 | 4-C1009 | C1009 | S-010 | 1 | 4 | SEL1 | [15 empty] | 0
Available | [8 empty] | Cabinet | SEL1-4-1-S-010-C101 | KEN3 | KEN10 | KEN 3 #04 | KEN 10 #04 | [11 empty] | N11 | 4-C101 | C101 | S-010 | 1 | 4 | SEL1 | [15 empty] | 0
Available | [8 empty] | Cabinet | SEL1-4-1-S-010-C1010 | [15 empty] | D20 | 4-C1010 | C1010 | S-010 | 1 | 4 | SEL1 | [15 empty] | 0
Available | [8 empty] | Cabinet | SEL1-4-1-S-010-C1011 | [15 empty] | D21 | 4-C1011 | C1011 | S-010 | 1 | 4 | SEL1 | [15 empty] | 0
Available | [8 empty] | Cabinet | SEL1-4-1-S-010-C1012 | [15 empty] | D22 | 4-C1012 | C1012 | S-010 | 1 | 4 | SEL1 | [15 empty] | 0
Available | [8 empty] | Cabinet | SEL1-4-1-S-010-C102 | [15 empty] | N12 | 4-C102 | C102 | S-010 | 1 | 4 | SEL1 | [15 empty] | 0
Available | [8 empty] | Cabinet | SEL1-4-1-S-010-C103 | [15 empty] | N13 | 4-C103 | C103 | S-010 | 1 | 4 | SEL1 | [15 empty] | 0
Available | [8 empty] | Cabinet | SEL1-4-1-S-010-C104 | [15 empty] | N14 | 4-C104 | C104 | S-010 | 1 | 4 | SEL1 | [15 empty] | 0
Available | [8 empty] | Cabinet | SEL1-4-1-S-010-C105 | [15 empty] | N15 | 4-C105 | C105 | S-010 | 1 | 4 | SEL1 | [15 empty] | 0
Sold | (주)시스원 | Sysone Co., Ltd. | SSOKR | [5 empty] | Cabinet | SEL1-4-1-S-010-C106 | [15 empty] | N16 | 4-C106 | C106 | S-010 | 1 | 4 | SEL1 |  |  | 17 | 11 |  |  | 6 |  |  | SSOKR-OR-003591 | SSOKR-IB-00035534 |  |  |  | 2.2 | 0.953
Available | [8 empty] | Cabinet | SEL1-4-1-S-010-C107 | [15 empty] | N17 | 4-C107 | C107 | S-010 | 1 | 4 | SEL1 | [15 empty] | 0.953
Sold | (주)시스원 | Sysone Co., Ltd. | SSOKR | [5 empty] | Cabinet | SEL1-4-1-S-010-C108 | [15 empty] | N18 | 4-C108 | C108 | S-010 | 1 | 4 | SEL1 |  |  | 17 | 2 | 8 | 1 | 3 |  |  | SSOKR-OR-003591 | SSOKR-IB-00035535 |  |  |  | 2.2 | 0.953
Sold | (주)시스원 | Sysone Co., Ltd. | SSOKR | [5 empty] | Cabinet | SEL1-4-1-S-010-C109 | [15 empty] | N19 | 4-C109 | C109 | S-010 | 1 | 4 | SEL1 |  |  | 3 | 2 |  | 1 |  |  | Half | SSOKR-OR-003591 | SSOKR-IB-00035536 |  |  |  | 2.2 | 0.953
Available | [8 empty] | Cabinet | SEL1-4-1-S-010-C110 | [15 empty] | N20 | 4-C110 | C110 | S-010 | 1 | 4 | SEL1 | [15 empty] | 0
Available | [8 empty] | Cabinet | SEL1-4-1-S-010-C111 | [15 empty] | N21 | 4-C111 | C111 | S-010 | 1 | 4 | SEL1 | [15 empty] | 0
Stranded | DEK | Digital Edge Korea | DTEKR |  |  |  | 전송장비(세종 IDC) |  | Cabinet | SEL1-4-1-S-010-C201 | KEN3 | KEN10 | KEN 3 #03 | KEN 10 #03 | [11 empty] | M11 | 4-C201 | C201 | S-010 | 1 | 4 | SEL1 |  |  | 4 | 4 | [10 empty] | ? ? ? | 0.731 | 계약전력은?
Available | [8 empty] | Cabinet | SEL1-4-1-S-010-C202 | [15 empty] | M12 | 4-C202 | C202 | S-010 | 1 | 4 | SEL1 | [15 empty] | 0
Sold | 싱가폴텔레콤코리아㈜ | Singapore Telecom Korea Limited | SGTKR | [5 empty] | Cabinet | SEL1-4-1-S-010-C203 | [15 empty] | M13 | 4-C203 | C203 | S-010 | 1 | 4 | SEL1 | [9 empty] | SJTKR-OR-003549 | SGTKR-IB-00035493 |  |  |  | 2.2 | 0.731
Sold | 싱가폴텔레콤코리아㈜ | Singapore Telecom Korea Limited | SGTKR | [5 empty] | Cabinet | SEL1-4-1-S-010-C204 | [15 empty] | M14 | 4-C204 | C204 | S-010 | 1 | 4 | SEL1 | [9 empty] | SJTKR-OR-003547 | SGTKR-IB-00035494 |  |  |  | 2.2 | 0.731
Available | [8 empty] | Cabinet | SEL1-4-1-S-010-C205 | [15 empty] | M15 | 4-C205 | C205 | S-010 | 1 | 4 | SEL1 | [15 empty] | 0
Sold | 싱가폴텔레콤코리아㈜ | Singapore Telecom Korea Limited | SGTKR | [5 empty] | Cabinet | SEL1-4-1-S-010-C206 | [15 empty] | M16 | 4-C206 | C206 | S-010 | 1 | 4 | SEL1 | [8 empty] | Half -> Full | SJTKR-OR-003546 | SGTKR-IB-00045915 Half |  |  |  | 1.1 | 0.731
Available | [8 empty] | Cabinet | SEL1-4-1-S-010-C207 | [15 empty] | M17 | 4-C207 | C207 | S-010 | 1 | 4 | SEL1 | [15 empty] | 0
Available | [8 empty] | Cabinet | SEL1-4-1-S-010-C208 | [15 empty] | M18 | 4-C208 | C208 | S-010 | 1 | 4 | SEL1 | [15 empty] | 0.276
Available | [8 empty] | Cabinet | SEL1-4-1-S-010-C209 | [15 empty] | M19 | 4-C209 | C209 | S-010 | 1 | 4 | SEL1 | [15 empty] | 0
Available | [8 empty] | Cabinet | SEL1-4-1-S-010-C210 | [15 empty] | M20 | 4-C210 | C210 | S-010 | 1 | 4 | SEL1 | [15 empty] | 0
Available | [8 empty] | Cabinet | SEL1-4-1-S-010-C211 | [15 empty] | M21 | 4-C211 | C211 | S-010 | 1 | 4 | SEL1 | [15 empty] | 0.276
Available | [8 empty] | Cabinet | SEL1-4-1-S-010-C301 | KEN3 | KEN10 | KEN 3 #02 | KEN 10 #02 | [11 empty] | L11 | 4-C301 | C301 | S-010 | 1 | 4 | SEL1 | [15 empty] | 0
Available | [8 empty] | Cabinet | SEL1-4-1-S-010-C302 | [15 empty] | L12 | 4-C302 | C302 | S-010 | 1 | 4 | SEL1 | [15 empty] | 0.924
Available | [8 empty] | Cabinet | SEL1-4-1-S-010-C303 | [15 empty] | L13 | 4-C303 | C303 | S-010 | 1 | 4 | SEL1 | [15 empty] | 2.442
Available | [8 empty] | Cabinet | SEL1-4-1-S-010-C304 | [15 empty] | L14 | 4-C304 | C304 | S-010 | 1 | 4 | SEL1 | [15 empty] | 0.286
Available | [8 empty] | Cabinet | SEL1-4-1-S-010-C305 | [15 empty] | L15 | 4-C305 | C305 | S-010 | 1 | 4 | SEL1 | [15 empty] | 0
Available | [8 empty] | Cabinet | SEL1-4-1-S-010-C306 | [15 empty] | L16 | 4-C306 | C306 | S-010 | 1 | 4 | SEL1 | [15 empty] | 2.618
Available | [8 empty] | Cabinet | SEL1-4-1-S-010-C307 | [15 empty] | L17 | 4-C307 | C307 | S-010 | 1 | 4 | SEL1 | [15 empty] | 0
Available | [8 empty] | Cabinet | SEL1-4-1-S-010-C308 | [15 empty] | L18 | 4-C308 | C308 | S-010 | 1 | 4 | SEL1 | [15 empty] | 1.1
Available | [8 empty] | Cabinet | SEL1-4-1-S-010-C309 | [15 empty] | L19 | 4-C309 | C309 | S-010 | 1 | 4 | SEL1 | [15 empty] | 1.958
Available | [8 empty] | Cabinet | SEL1-4-1-S-010-C310 | [15 empty] | L20 | 4-C310 | C310 | S-010 | 1 | 4 | SEL1 | [15 empty] | 0
Stranded | DEK | DEK, 층간 Patch Cabinet | [6 empty] | Cabinet | SEL1-4-1-S-010-C401 | KEN3 | KEN10 | KEN 3 #01 | KEN 10 #01 | [11 empty] | K11 | 4-C401 | C401 | S-010 | 1 | 4 | SEL1 | [15 empty] | 1.54
Available | [8 empty] | Cabinet | SEL1-4-1-S-010-C402 | [15 empty] | K12 | 4-C402 | C402 | S-010 | 1 | 4 | SEL1 |  |  | 8 | 8 | [11 empty] | 2.354
Available | [8 empty] | Cabinet | SEL1-4-1-S-010-C403 | [15 empty] | K13 | 4-C403 | C403 | S-010 | 1 | 4 | SEL1
Sold | (주)캐스트이즈 | CASTIS CO.,LTD. | CTSKR | [5 empty] | Cabinet | SEL1-4-1-S-010-C404 | [15 empty] | K14 | 4-C404 | C404 | S-010 | 1 | 4 | SEL1 | [9 empty] | CTSKR-OR-000643 | CTSKR-IB-000588 |  |  |  | 2.2 | 1.633
Sold | (주)시스원 | Sysone Co., Ltd. | SSOKR | [5 empty] | Cabinet | SEL1-4-1-S-010-C405 | [15 empty] | K15 | 4-C405 | C405 | S-010 | 1 | 4 | SEL1 |  |  | 19 | 10 |  | 1 | 8 |  |  | SSOKR-OR-003591 | SSOKR-IB-00035537 |  |  |  | 2.2 | 1.633
Available | [8 empty] | Cabinet | SEL1-4-1-S-010-C406 | [15 empty] | K16 | 4-C406 | C406 | S-010 | 1 | 4 | SEL1 | [15 empty] | 0
Sold | 티엔씨테크날로지 | TNC Technology | TNCKR | [5 empty] | Cabinet | SEL1-4-1-S-010-C407 | [15 empty] | K17 | 4-C407 | C407 | S-010 | 1 | 4 | SEL1 |  |  | 7 | 4 |  |  | 3 |  | quarter | TNCKR-OR-003615 | TNCKR-IB-00035589 Quarter |  |  |  | 0.55 | 1.633
Available | [8 empty] | Cabinet | SEL1-4-1-S-010-C408 | [15 empty] | K18 | 4-C408 | C408 | S-010 | 1 | 4 | SEL1 | [15 empty] | 1.87
Available | [8 empty] | Cabinet | SEL1-4-1-S-010-C409 | [15 empty] | K19 | 4-C409 | C409 | S-010 | 1 | 4 | SEL1 | [15 empty] | 1.364
Available | [8 empty] | Cabinet | SEL1-4-1-S-010-C410 | [15 empty] | K20 | 4-C410 | C410 | S-010 | 1 | 4 | SEL1 | [15 empty] | 0
Stranded | DEK | Digital Edge Korea | DTEKR |  |  |  | IES.YSM.S43, S44 |  | Cabinet | SEL1-4-1-S-010-C501 | KEN1 | KEN8 | KEN 1 #06 | KEN 8 #06 | [11 empty] | J11 | 4-C501 | C501 | S-010 | 1 | 4 | SEL1 |  |  | 3 |  |  | 3 | [9 empty] | 1.531
Available | [8 empty] | Cabinet | SEL1-4-1-S-010-C502 | [15 empty] | J12 | 4-C502 | C502 | S-010 | 1 | 4 | SEL1 | [15 empty] | 0.902
Sold | 주식회사 플러스아이 | Plus Eye Co., Ltd. | PLSKR | [5 empty] | Cabinet | SEL1-4-1-S-010-C503 | [15 empty] | J13 | 4-C503 | C503 | S-010 | 1 | 4 | SEL1 |  |  | 7 | 3 | 2 |  | 2 |  | quarter -> Half | PLSKR-OR-003636 | PLSKR-IB-00035473 Quarter |  |  |  | 0.55 | 1.531
Available | [8 empty] | Cabinet | SEL1-4-1-S-010-C504 | [15 empty] | J14 | 4-C504 | C504 | S-010 | 1 | 4 | SEL1 | [15 empty] | 1.188
Available | [8 empty] | Cabinet | SEL1-4-1-S-010-C505 | [15 empty] | J15 | 4-C505 | C505 | S-010 | 1 | 4 | SEL1 | [15 empty] | 2.706
Sold | 헥토파이넨셜 | Hecto Financial Co., Ltd. | STBKR | [5 empty] | Cabinet | SEL1-4-1-S-010-C506 | [15 empty] | J16 | 4-C506 | C506 | S-010 | 1 | 4 | SEL1 |  |  | 12 | 5 |  | 1 | 6 |  |  | STBKR-OR-004784 | STBKR-IB-00035557 |  |  |  | 2.2 | 1.531
Sold | 헥토파이넨셜 | Hecto Financial Co., Ltd. | STBKR | [5 empty] | Cabinet | SEL1-4-1-S-010-C507 | [15 empty] | J17 | 4-C507 | C507 | S-010 | 1 | 4 | SEL1 |  |  | 13 | 6 |  | 4 | 3 |  |  | STBKR-OR-004784 | STBKR-IB-00035558 |  |  |  | 2.2 | 1.531
Available | [8 empty] | Cabinet | SEL1-4-1-S-010-C508 | [15 empty] | J18 | 4-C508 | C508 | S-010 | 1 | 4 | SEL1 | [15 empty] | 1.452
Sold | 비에스(BS)프린텍 | BS Printech | BSPKR | [5 empty] | Cabinet | SEL1-4-1-S-010-C509 | [15 empty] | J19 | 4-C509 | C509 | S-010 | 1 | 4 | SEL1 | [8 empty] | Half | BSPKR2-OR-003298 | BSPKR2-IB-00035247 Half |  |  |  | 1.1 | 1.531
Available | [8 empty] | Cabinet | SEL1-4-1-S-010-C510 | [15 empty] | J20 | 4-C510 | C510 | S-010 | 1 | 4 | SEL1 | [15 empty] | 0.352
Sold | (주)종로학평 | Jongro Hakpyung | JRHKR | [5 empty] | Cabinet | SEL1-4-1-S-010-C601 | KEN1 | KEN8 | KEN 1 #07 | KEN 8 #07 | [11 empty] | H11 | 4-C601 | C601 | S-010 | 1 | 4 | SEL1 | [9 empty] | SJTKR-OR-003555 | SJTKR-IB-00035503 |  | (주)종로학평 |  | 2.2 | 0.711
Available | [6 empty] | (주)엔코아 | Encore Co., Ltd. | Cabinet | SEL1-4-1-S-010-C602 | [15 empty] | H12 | 4-C602 | C602 | S-010 | 1 | 4 | SEL1 | [15 empty] | 0.704
Sold | (주)종로학평 | Jongro Hakpyung | JRHKR | [5 empty] | Cabinet | SEL1-4-1-S-010-C603 | [15 empty] | H13 | 4-C603 | C603 | S-010 | 1 | 4 | SEL1 | [9 empty] | SJTKR-OR-003555 | SJTKR-IB-00035504 |  | (주)종로학평 |  | 2.2 | 0.711
Sold | 한국제이에스데이터시스템즈 | JS Data Systems Korea | JSDKR | [5 empty] | Cabinet | SEL1-4-1-S-010-C604 | [15 empty] | H14 | 4-C604 | C604 | S-010 | 1 | 4 | SEL1 | [9 empty] | JSDKR-OR-003347 | JSDKR-IB-00035395 |  |  |  | 2.2 | 0.711
Sold | 헥토파이넨셜 | Settle Bank Co., Ltd. | STBKR | [5 empty] | Cabinet | SEL1-4-1-S-010-C605 | [15 empty] | H15 | 4-C605 | C605 | S-010 | 1 | 4 | SEL1 |  |  | 4 |  |  | 4 |  |  | Half | STBKR-OR-004784 | STBKR-IB-00035559 |  |  |  | 2.2 | 0.711
Sold | 헥토파이넨셜 | Settle Bank Co., Ltd. | STBKR | [5 empty] | Cabinet | SEL1-4-1-S-010-C606 | [15 empty] | H16 | 4-C606 | C606 | S-010 | 1 | 4 | SEL1 |  |  | 6 |  |  | 6 |  |  | Half | STBKR-OR-004784 | STBKR-IB-00035560 |  |  |  | 2.2 | 0.711
Sold | 한국제이에스데이터시스템즈 | JS Data Systems Korea | JSDKR | [5 empty] | Cabinet | SEL1-4-1-S-010-C607 | [15 empty] | H17 | 4-C607 | C607 | S-010 | 1 | 4 | SEL1 |  |  | 17 | 14 |  | 2 | 1 |  |  | JSDKR-OR-003347 | JSDKR-IB-00035396 |  |  |  | 2.2 | 0.711
Sold | 헥토파이넨셜 | Settle Bank Co., Ltd. | STBKR | [5 empty] | Cabinet | SEL1-4-1-S-010-C608 | [15 empty] | H18 | 4-C608 | C608 | S-010 | 1 | 4 | SEL1 |  |  | 12 | 6 |  |  | 6 |  |  | STBKR-OR-004784 | STBKR-IB-00035561 |  |  |  | 2.2 | 0.711
Sold | 헥토파이넨셜 | Settle Bank Co., Ltd. | STBKR | [5 empty] | Cabinet | SEL1-4-1-S-010-C609 | [15 empty] | H19 | 4-C609 | C609 | S-010 | 1 | 4 | SEL1 |  |  | 12 | 4 |  |  | 8 |  |  | STBKR-OR-004784 | STBKR-IB-00035564 |  |  |  | 2.2 | 0.711
Available | [8 empty] | Cabinet | SEL1-4-1-S-010-C610 | [15 empty] | H20 | 4-C610 | C610 | S-010 | 1 | 4 | SEL1 | [15 empty] | 0
Sold | 코인넷 | CoinNet | CINKR | (주)한국지에스티 | GST Korea Co., Ltd. | GSTKR | 콤지 주식회사 |  | Cabinet | SEL1-4-1-S-010-C611 | [15 empty] | H21 | 4-C611 | C611 | S-010 | 1 | 4 | SEL1 | [8 empty] | Half -> Full | CINKR-OR-003300 | CINKR-IB-00035250 Half |  |  |  | 1.1 | 0.711
Sold | 주식회사 위넷시스템 | Winnet System Co., Ltd. | WNTKR | [5 empty] | Cabinet | SEL1-4-1-S-010-C701 | KEN2 | KEN9 | KEN 2 #08 | KEN 9 #08 | [11 empty] | G11 | 4-C701 | C701 | S-010 | 1 | 4 | SEL1 |  |  | 2 | 2 |  |  |  |  | quarter | WNTKR-OR-003626 | WNTKR-IB-00035595 Quarter |  |  |  | 0.55 | 0.976
Available | [8 empty] | Cabinet | SEL1-4-1-S-010-C702 | [15 empty] | G12 | 4-C702 | C702 | S-010 | 1 | 4 | SEL1 | [15 empty] | 0
Available | [8 empty] | Cabinet | SEL1-4-1-S-010-C703 | [15 empty] | G13 | 4-C703 | C703 | S-010 | 1 | 4 | SEL1 | [15 empty] | 0
Sold | (주)시스원 | Sysone Co., Ltd. | SSOKR | [5 empty] | Cabinet | SEL1-4-1-S-010-C704 | [15 empty] | G14 | 4-C704 | C704 | S-010 | 1 | 4 | SEL1 |  |  | 18 | 2 | 3 |  | 13 |  |  | SSOKR-OR-003591 | SSOKR-IB-00035538 |  |  |  | 2.2 | 0.976
Sold | 한국제이에스데이터시스템즈 | JS Data Systems Korea | JSDKR | [5 empty] | Cabinet | SEL1-4-1-S-010-C705 | [15 empty] | G15 | 4-C705 | C705 | S-010 | 1 | 4 | SEL1 |  |  | 0 | [6 empty] | JSDKR-OR-003347 | JSDKR-IB-00035397 |  |  |  | 2.2 | 0.976
Stranded | DEK | Digital Edge Korea | DTEKR | [5 empty] | Cabinet | SEL1-4-1-S-010-C706 | [15 empty] | G16 | 4-C706 | C706 | S-010 | 1 | 4 | SEL1 |  |  | 0 | [12 empty] | 0.976
Available | [8 empty] | Cabinet | SEL1-4-1-S-010-C707 | [15 empty] | G17 | 4-C707 | C707 | S-010 | 1 | 4 | SEL1 | [15 empty] | 0
Sold | (주)시스원 | Sysone Co., Ltd. | SSOKR | [5 empty] | Cabinet | SEL1-4-1-S-010-C708 | [15 empty] | G18 | 4-C708 | C708 | S-010 | 1 | 4 | SEL1 |  |  | 19 | 8 | 1 |  | 10 |  |  | SSOKR-OR-003591 | SSOKR-IB-00035539 |  |  |  | 2.2 | 0.976
Sold | 헥토파이넨셜 | Settle Bank Co., Ltd. | STBKR | [5 empty] | Cabinet | SEL1-4-1-S-010-C709 | [15 empty] | G19 | 4-C709 | C709 | S-010 | 1 | 4 | SEL1 |  |  | 15 | 3 |  |  | 7 | 5 |  | STBKR-OR-004784 | STBKR-IB-00035566 |  |  |  | 2.2 | 0.976
Sold | 헥토파이넨셜 | Settle Bank Co., Ltd. | STBKR | [5 empty] | Cabinet | SEL1-4-1-S-010-C710 | [15 empty] | G20 | 4-C710 | C710 | S-010 | 1 | 4 | SEL1 |  |  | 12 | 4 |  |  | 7 | 1 |  | STBKR-OR-004784 | STBKR-IB-00035567 |  |  |  | 2.2 | 0.976
Sold | 헥토파이넨셜 | Settle Bank Co., Ltd. | STBKR | [5 empty] | Cabinet | SEL1-4-1-S-010-C711 | [15 empty] | G21 | 4-C711 | C711 | S-010 | 1 | 4 | SEL1 |  |  | 15 | 7 |  |  | 8 |  |  | STBKR-OR-004784 | STBKR-IB-00035568 |  |  |  | 2.2 | 0.976
Available | [8 empty] | Cabinet | SEL1-4-1-S-010-C712 | [15 empty] | G22 | 4-C712 | C712 | S-010 | 1 | 4 | SEL1 | [15 empty] | 0
Stranded | DEK | Digital Edge Korea | DTEKR |  |  |  | IES.YSM.S41, S42 |  | Cabinet | SEL1-4-1-S-010-C801 | KEN2 | KEN9 | KEN 2 #07 | KEN 9 #07 | [11 empty] | F11 | 4-C801 | C801 | S-010 | 1 | 4 | SEL1 |  |  | 3 |  |  | 3 |  |  |  |  | DEK-IB-00045953 |  |  |  | 2.2 | 1.256
Sold | 아넥시아 | ANEXIA | AXIAU | [5 empty] | Cabinet | SEL1-4-1-S-010-C802 | [15 empty] | F12 | 4-C802 | C802 | S-010 | 1 | 4 | SEL1 |  |  | 14 | 5 |  | 6 |  | 3 |  | AXIAUUSD-OR-003294 | AXIAUUSD-IB-00035240 |  |  |  | 2.2 | 1.256
Available | [8 empty] | Cabinet | SEL1-4-1-S-010-C803 | [15 empty] | F13 | 4-C803 | C803 | S-010 | 1 | 4 | SEL1 | [15 empty] | 1.034
Available | [8 empty] | Cabinet | SEL1-4-1-S-010-C804 | [15 empty] | F14 | 4-C804 | C804 | S-010 | 1 | 4 | SEL1 | [15 empty] | 1.672
Available | [8 empty] | Cabinet | SEL1-4-1-S-010-C805 | [15 empty] | F15 | 4-C805 | C805 | S-010 | 1 | 4 | SEL1 | [15 empty] | 1.716
Sold | 헥토파이넨셜 | Settle Bank Co., Ltd. | STBKR | [5 empty] | Cabinet | SEL1-4-1-S-010-C806 | [15 empty] | F16 | 4-C806 | C806 | S-010 | 1 | 4 | SEL1 |  |  | 14 | 6 |  |  |  | 8 |  | STBKR-OR-004784 | STBKR-IB-00035569 |  |  |  | 2.2 | 1.256
Sold | 헥토파이넨셜 | Settle Bank Co., Ltd. | STBKR | [5 empty] | Cabinet | SEL1-4-1-S-010-C807 | [15 empty] | F17 | 4-C807 | C807 | S-010 | 1 | 4 | SEL1 |  |  | 19 | 10 |  |  |  | 9 |  | STBKR-OR-004784 | STBKR-IB-00035570 |  |  |  | 2.2 | 1.256
Sold | 헥토파이넨셜 | Settle Bank Co., Ltd. | STBKR | [5 empty] | Cabinet | SEL1-4-1-S-010-C808 | [15 empty] | F18 | 4-C808 | C808 | S-010 | 1 | 4 | SEL1 |  |  | 13 | 7 |  |  | 6 |  | Half -> Full | STBKR-OR-004784 | STBKR-IB-00035572 |  |  |  | 2.2 | 1.256
Sold | 헥토파이넨셜 | Settle Bank Co., Ltd. | STBKR | [5 empty] | Cabinet | SEL1-4-1-S-010-C809 | [15 empty] | F19 | 4-C809 | C809 | S-010 | 1 | 4 | SEL1 |  |  | 12 | 5 |  |  | 7 |  |  | STBKR-OR-004784 | STBKR-IB-00035573 |  |  |  | 2.2 | 1.256
Sold | 헥토파이넨셜 | Settle Bank Co., Ltd. | STBKR | [5 empty] | Cabinet | SEL1-4-1-S-010-C810 | [15 empty] | F20 | 4-C810 | C810 | S-010 | 1 | 4 | SEL1 |  |  | 20 | 11 |  |  | 4 | 5 | Half -> Full | STBKR-OR-004784 | STBKR-IB-00035574 |  |  |  | 2.2 | 1.256
Available | [8 empty] | Cabinet | SEL1-4-1-S-010-C811 | [15 empty] | F21 | 4-C811 | C811 | S-010 | 1 | 4 | SEL1 | [15 empty] | 0
Sold | 쏜다넷 | Shoot | SSNKR | [5 empty] | Cabinet | SEL1-4-1-S-010-C812 | [15 empty] | F22 | 4-C812 | C812 | S-010 | 1 | 4 | SEL1 | [9 empty] | SSNKR-OR-003589 | SSNKR-IB-00035530 |  |  |  | 2.2 | 1.256
Available | [8 empty] | Cabinet | SEL1-4-1-S-010-C901 | KEN2 | KEN9 | KEN 2 #06 | KEN 9 #06 | [11 empty] | E11 | 4-C901 | C901 | S-010 | 1 | 4 | SEL1 | [15 empty] | 2.2
Sold | (주)엠에스정보통신시스템 | MS Information Communication Co., Ltd. | MITKR | [5 empty] | Cabinet | SEL1-4-1-S-010-C902 | [15 empty] | E12 | 4-C902 | C902 | S-010 | 1 | 4 | SEL1 |  |  | 12 | 6 |  | 1 | 5 |  | Half -> Full | DPSKR-OR-003324 | DPSKR-IB-00035264 Half |  |  |  | 1.1 | 1.512
Available | [8 empty] | Cabinet | SEL1-4-1-S-010-C903 | [15 empty] | E13 | 4-C903 | C903 | S-010 | 1 | 4 | SEL1 | [15 empty] | 0.99
Sold | (주)경동사 | Kyungdong Corporation | GDSKR | [5 empty] | Cabinet | SEL1-4-1-S-010-C904 | [15 empty] | E14 | 4-C904 | C904 | S-010 | 1 | 4 | SEL1 |  |  | 17 | 5 |  |  | 12 |  | Half -> Full | GDSKR-OR-003335 | GDSKR-IB-00045930 Half |  | (주)경동사 |  | 1.1 | 1.512
Sold | (주)경동사 | Kyungdong Corporation | GDSKR | [5 empty] | Cabinet | SEL1-4-1-S-010-C905 | [15 empty] | E15 | 4-C905 | C905 | S-010 | 1 | 4 | SEL1 |  |  | 18 | 11 |  | 3 | 4 |  | Half -> Full | GDSKR-OR-003336 | GDSKR-IB-00035382 Half |  | (주)경동사 |  | 1.1 | 1.512
Available | [8 empty] | Cabinet | SEL1-4-1-S-010-C906 | [15 empty] | E16 | 4-C906 | C906 | S-010 | 1 | 4 | SEL1 | [15 empty] | 0.198
Available | [8 empty] | Cabinet | SEL1-4-1-S-010-C907 | [15 empty] | E17 | 4-C907 | C907 | S-010 | 1 | 4 | SEL1 | [15 empty] | 0.55
Available | [8 empty] | Cabinet | SEL1-4-1-S-010-C908 | [15 empty] | E18 | 4-C908 | C908 | S-010 | 1 | 4 | SEL1 | [15 empty] | 0.286
Available | [8 empty] | Cabinet | SEL1-4-1-S-010-C909 | [15 empty] | E19 | 4-C909 | C909 | S-010 | 1 | 4 | SEL1 | [15 empty] | 0.572
Available | [8 empty] | Cabinet | SEL1-4-1-S-010-C910 | [15 empty] | E20 | 4-C910 | C910 | S-010 | 1 | 4 | SEL1 | [15 empty] | 1.1
Available | [8 empty] | Cabinet | SEL1-4-1-S-010-C911 | [15 empty] | E21 | 4-C911 | C911 | S-010 | 1 | 4 | SEL1 | [15 empty] | 1.364
Sold | (주)위즈커뮤니케이션 | Wiz Communication Co., Ltd. | WZCKR | [5 empty] | Cabinet | SEL1-4-1-S-010-C912 | [15 empty] | E22 | 4-C912 | C912 | S-010 | 1 | 4 | SEL1 |  |  | 16 | 16 |  |  |  |  | Half -> Full | WZCKR-OR-003627 | WZCKR-IB-00035596 Half |  |  |  | 1.1 | 1.512
Sold | Cloudflare | Cloudflare | CDFHQ | [5 empty] | Cabinet | SEL1-5-1-C-001-G1105 | [15 empty] | O05 | 5-G1105 | G1105 | C-001 | 1 | 5 | SEL1 | #REF! | [8 empty] | CDFHQ-OR-000157 | CDFHQ-IB-00025373 |  |  |  | 5 | 0
Sold | Cloudflare | Cloudflare | CDFHQ | [5 empty] | Cabinet | SEL1-5-1-C-001-G1106 | [15 empty] | O06 | 5-G1106 | G1106 | C-001 | 1 | 5 | SEL1 | #REF! | [7 empty] | reserved in BOSS | CDFHQ-OR-000157 | [5 empty] | 0 | 상면만 존재
Sold | Cloudflare | Cloudflare | CDFHQ | [5 empty] | Cabinet | SEL1-5-1-C-001-G1107 | [15 empty] | O07 | 5-G1107 | G1107 | C-001 | 1 | 5 | SEL1 | #REF! | [7 empty] | reserved in BOSS | CDFHQ-OR-000157 | [5 empty] | 0 | 상면만 존재
Sold | Cloudflare | Cloudflare | CDFHQ | [5 empty] | Cabinet | SEL1-5-1-C-001-G1108 | [15 empty] | O08 | 5-G1108 | G1108 | C-001 | 1 | 5 | SEL1 | #REF! | [7 empty] | reserved in BOSS | CDFHQ-OR-000157 | [5 empty] | 0 | 상면만 존재
Sold | Cloudflare | Cloudflare | CDFHQ | [5 empty] | Cabinet | SEL1-5-1-C-001-G1109 | [15 empty] | O09 | 5-G1109 | G1109 | C-001 | 1 | 5 | SEL1 | #REF! | [7 empty] | reserved in BOSS | CDFHQ-OR-000157 | [5 empty] | 0 | 상면만 존재
Sold | Cloudflare | Cloudflare | CDFHQ | [5 empty] | Cabinet | SEL1-5-1-C-001-G1205 | [15 empty] | P05 | 5-G1205 | G1205 | C-001 | 1 | 5 | SEL1 | #REF! | [8 empty] | CDFHQ-OR-000157 | CDFHQ-IB-00025377 |  |  |  | 5 | 1.452
Sold | Cloudflare | Cloudflare | CDFHQ | [5 empty] | Cabinet | SEL1-5-1-C-001-G1206 | [15 empty] | P06 | 5-G1206 | G1206 | C-001 | 1 | 5 | SEL1 | #REF! | [7 empty] | reserved in BOSS | CDFHQ-OR-000157 | [5 empty] | 0
Sold | Cloudflare | Cloudflare | CDFHQ | [5 empty] | Cabinet | SEL1-5-1-C-001-G1207 | [15 empty] | P07 | 5-G1207 | G1207 | C-001 | 1 | 5 | SEL1 | #REF! | [7 empty] | reserved in BOSS | CDFHQ-OR-000157 | [5 empty] | 0
Sold | Cloudflare | Cloudflare | CDFHQ | [5 empty] | Cabinet | SEL1-5-1-C-001-G1208 | [15 empty] | P08 | 5-G1208 | G1208 | C-001 | 1 | 5 | SEL1 | #REF! | [7 empty] | reserved in BOSS | CDFHQ-OR-000157 | [5 empty] | 0
Sold | Cloudflare | Cloudflare | CDFHQ | [5 empty] | Cabinet | SEL1-5-1-C-001-G1209 | [15 empty] | P09 | 5-G1209 | G1209 | C-001 | 1 | 5 | SEL1 | #REF! | [7 empty] | reserved in BOSS | CDFHQ-OR-000157 | [5 empty] | 0
Sold | (주)엘지유플러스 | LG U Plus | LGUKR | [5 empty] | Cabinet | SEL1-5-1-C-002-G2101 | U5-1A | U5-1B | U5-1A-19 | U5-1B-19 | [11 empty] | P12 | 5-G2101 | G2101 | C-002 | 1 | 5 | SEL1 | #REF! | [8 empty] | LGUKR2-OR-003394 | LGUKR2-IB-00035410 |  |  |  | 2.2 | 0.176
Sold | (주)엘지유플러스 | LG U Plus | LGUKR | [5 empty] | Cabinet | SEL1-5-1-C-002-G2102 | U5-1A | U5-1B | U5-1A-21 | U5-1B-21 | [11 empty] | P13 | 5-G2102 | G2102 | C-002 | 1 | 5 | SEL1 | #REF! | [8 empty] | LGUKR2-OR-003394 | LGUKR2-IB-00035411 |  |  |  | 2.2 | 0.572
Sold | (주)엘지유플러스 | LG U Plus | LGUKR | [5 empty] | Cabinet | SEL1-5-1-C-002-G2103 | U5-1A | U5-1B | U5-1A-23 | U5-1B-23 | [11 empty] | P14 | 5-G2103 | G2103 | C-002 | 1 | 5 | SEL1 | #REF! | [8 empty] | LGUKR2-OR-003394 | LGUKR2-IB-00035412 |  |  |  | 2.2 | 0.55
Sold | (주)엘지유플러스 | LG U Plus | LGUKR | [5 empty] | Cabinet | SEL1-5-1-C-002-G2104 | U5-1A | U5-1B | U5-1A-25 | U5-1B-25 | [11 empty] | P15 | 5-G2104 | G2104 | C-002 | 1 | 5 | SEL1 | #REF! | [8 empty] | LGUKR2-OR-003394 | LGUKR2-IB-00035413 |  |  |  | 2.2 | 0
Sold | (주)엘지유플러스 | LG U Plus | LGUKR | [5 empty] | Cabinet | SEL1-5-1-C-002-G2203 | [15 empty] | O14 | 5-G2203 | G2203 | C-002 | 1 | 5 | SEL1 | #REF! | [8 empty] | LGUKR2-OR-003394 | LGUKR2-IB-00035414 |  |  |  | 2.2 | 0
Sold | (주)엘지유플러스 | LG U Plus | LGUKR | [5 empty] | Cabinet | SEL1-5-1-C-002-G2204 | [15 empty] | O15 | 5-G2204 | G2204 | C-002 | 1 | 5 | SEL1 | #REF! | [8 empty] | LGUKR2-OR-003394 | LGUKR2-IB-00035415 |  |  |  | 2.2 | 0.176
Sold | 보다폰 | Vodafone Enterprise Global Limited | VDFHK | [5 empty] | Cabinet | SEL1-5-1-C-003-G3101 |  |  | - | - | [11 empty] | M04 | 5-G3101 | G3101 | C-003 | 1 | 5 | SEL1 | #REF! | [8 empty] | SJTKRUSD-OR-003558 | SJTKRUSD-IB-00035517 |  | 보다폰 |  | 2.2 | 0 | 전기회로 없음
Sold | 보다폰 | Vodafone Enterprise Global Limited | VDFHK | [5 empty] | Cabinet | SEL1-5-1-C-003-G3102 | U5-1A | U5-1B | U5-1A-50 | U5-1B-50 | [11 empty] | M05 | 5-G3102 | G3102 | C-003 | 1 | 5 | SEL1 | #REF! | [8 empty] | SJTKRUSD-OR-003559 | SJTKRUSD-IB-00035518 |  | 보다폰 |  | 2.2 | 0
Sold | 보다폰 | Vodafone Enterprise Global Limited | VDFHK | [5 empty] | Cabinet | SEL1-5-1-C-003-G3103 | U5-1A | U5-1B | U5-1A-48 | U5-1B-48 | U5-1A-3P-02 | U5-1B-3P-02 | [9 empty] | M06 | 5-G3103 | G3103 | C-003 | 1 | 5 | SEL1 | #REF! | [8 empty] | SJTKRUSD-OR-003559 | SJTKRUSD-IB-00035519 |  | 보다폰 |  | 2.2 | 1.364 | 4회로 사용 중(정류기 2회로, rPDU 2회로)
Sold | 오픈베이스 | Openbase | OPBKR | [5 empty] | Cabinet | SEL1-5-1-C-004-C304 | [15 empty] | AA14 | 5-C304 | C304 | C-004 | 1 | 5 | SEL1 | #REF! | [8 empty] | OPBKR-OR-001167 | OPBKR-IB-000105278 |  |  |  | 13 | 5.082
Sold | 오픈베이스 | Openbase | OPBKR | [5 empty] | Cabinet | SEL1-5-1-C-004-C305 | [15 empty] | AA15 | 5-C305 | C305 | C-004 | 1 | 5 | SEL1 | #REF! | [8 empty] | OPBKR-OR-001167 | OPBKR-IB-000105279 |  |  |  | 13 | 5.258
Sold | 오픈베이스 | Openbase | OPBKR | [5 empty] | Cabinet | SEL1-5-1-C-004-C306 | [15 empty] | AA16 | 5-C306 | C306 | C-004 | 1 | 5 | SEL1 | #REF! | [8 empty] | OPBKR-OR-000883 | OPBKR-IB-000105281 |  |  |  | 13 | 5.786
Sold | 오픈베이스 | Openbase | OPBKR | [5 empty] | Cabinet | SEL1-5-1-C-004-C307 | [15 empty] | AA17 | 5-C307 | C307 | C-004 | 1 | 5 | SEL1 | #REF! | [8 empty] | OPBKR-OR-000883 | OPBKR-IB-000105282 |  |  |  | 13 | 3.718
Sold | 오픈베이스 | Openbase | OPBKR | [5 empty] | Cabinet | SEL1-5-1-C-004-C405 | [15 empty] | AB15 | 5-C405 | C405 | C-004 | 1 | 5 | SEL1 | #REF! | [8 empty] | OPBKR-OR-000508 | OPBKR-IB-00033916 |  |  |  | 13 | 3.278
Sold | 오픈베이스 | Openbase | OPBKR | [5 empty] | Cabinet | SEL1-5-1-C-004-C406 | [15 empty] | AB16 | 5-C406 | C406 | C-004 | 1 | 5 | SEL1 | #REF! | [8 empty] | OPBKR-OR-000508 | OPBKR-IB-00033917 |  |  |  | 13 | 5.302
Sold | 오픈베이스 | Openbase | OPBKR | [5 empty] | Cabinet | SEL1-5-1-C-004-C407 | [15 empty] | AB17 | 5-C407 | C407 | C-004 | 1 | 5 | SEL1 | #REF! | [8 empty] | OPBKR-OR-000508 | OPBKR-IB-00033918 |  |  |  | 13 | 2.398
Sold | 오픈베이스 | Openbase | OPBKR | [5 empty] | Cabinet | SEL1-5-1-C-004-C504 | [15 empty] | AC14 | 5-C504 | C504 | C-004 | 1 | 5 | SEL1 | #REF! | [8 empty] | OPBKR-OR-000508 | OPBKR-IB-00033923 |  |  |  | 13 | 3.894
Sold | 오픈베이스 | Openbase | OPBKR | [5 empty] | Cabinet | SEL1-5-1-C-004-C505 | [15 empty] | AC15 | 5-C505 | C505 | C-004 | 1 | 5 | SEL1 | #REF! | [8 empty] | OPBKR-OR-000508 | OPBKR-IB-00033921 |  |  |  | 13 | 2.618
Sold | 오픈베이스 | Openbase | OPBKR | [5 empty] | Cabinet | SEL1-5-1-C-004-C506 | [15 empty] | AC16 | 5-C506 | C506 | C-004 | 1 | 5 | SEL1 | #REF! | [8 empty] | OPBKR-OR-000508 | OPBKR-IB-00033922 |  |  |  | 13 | 2.508
Sold | 오픈베이스 | Openbase | OPBKR | [5 empty] | Cabinet | SEL1-5-1-C-004-C507 | [15 empty] | AC17 | 5-C507 | C507 | C-004 | 1 | 5 | SEL1 | #REF! | [8 empty] | OPBKR-OR-000508 | OPBKR-IB-00033920 |  |  |  | 13 | 1.232
Sold | 오픈베이스 | Openbase | OPBKR | [5 empty] | Cabinet | SEL1-5-1-C-004-C605 | [15 empty] | AD15 | 5-C605 | C605 | C-004 | 1 | 5 | SEL1 | #REF! | [8 empty] | OPBKR-OR-000508 | OPBKR-IB-00033925 |  |  |  | 13 | 1.826
Sold | 오픈베이스 | Openbase | OPBKR | [5 empty] | Cabinet | SEL1-5-1-C-004-C606 | [15 empty] | AD16 | 5-C606 | C606 | C-004 | 1 | 5 | SEL1 | #REF! | [8 empty] | OPBKR-OR-000508 | OPBKR-IB-00033912 |  |  |  | 13 | 1.672
Sold | 오픈베이스 | Openbase | OPBKR | [5 empty] | Cabinet | SEL1-5-1-C-004-C607 | [15 empty] | AD17 | 5-C607 | C607 | C-004 | 1 | 5 | SEL1 | #REF! | [8 empty] | OPBKR-OR-000508 | OPBKR-IB-00033924 |  |  |  | 13 | 2.816
Sold | 오픈베이스 | Openbase | OPBKR | [5 empty] | Cabinet | SEL1-5-1-C-004-C704 | [15 empty] | AE14 | 5-C704 | C704 | C-004 | 1 | 5 | SEL1 | #REF! | [8 empty] | OPBKR-OR-000508 | OPBKR-IB-00033915 |  |  |  | 13 | 3.674
Sold | 오픈베이스 | Openbase | OPBKR | [5 empty] | Cabinet | SEL1-5-1-C-004-C705 | [15 empty] | AE15 | 5-C705 | C705 | C-004 | 1 | 5 | SEL1 | #REF! | [8 empty] | OPBKR-OR-000508 | OPBKR-IB-00033914 |  |  |  | 13 | 2.508
Sold | 오픈베이스 | Openbase | OPBKR | [5 empty] | Cabinet | SEL1-5-1-C-004-C706 | [15 empty] | AE16 | 5-C706 | C706 | C-004 | 1 | 5 | SEL1 | #REF! | [8 empty] | OPBKR-OR-000508 | OPBKR-IB-00033913 |  |  |  | 13 | 2.156
Sold | 오픈베이스 | Openbase | OPBKR | [5 empty] | Cabinet | SEL1-5-1-C-004-C707 | [15 empty] | AE17 | 5-C707 | C707 | C-004 | 1 | 5 | SEL1 | #REF! | [9 empty] | OPBKR-IB-00045925 |  |  |  | 13 | 2.816
Sold | 오픈베이스 | Openbase | OPBKR | [5 empty] | Cabinet | SEL1-5-1-C-004-C804 | [15 empty] | AF14 | 5-C804 | C804 | C-004 | 1 | 5 | SEL1 | #REF! | [13 empty] | 13 | 0
Sold | 오픈베이스 | Openbase | OPBKR | [5 empty] | Cabinet | SEL1-5-1-C-004-C805 | [15 empty] | AF15 | 5-C805 | C805 | C-004 | 1 | 5 | SEL1 | #REF! | [8 empty] | OPBKR-OR-000508 | OPBKR-IB-00033928 |  |  |  | 13 | 4.136
Sold | 오픈베이스 | Openbase | OPBKR | [5 empty] | Cabinet | SEL1-5-1-C-004-C806 | [15 empty] | AF16 | 5-C806 | C806 | C-004 | 1 | 5 | SEL1 | #REF! | [8 empty] | OPBKR-OR-000508 | OPBKR-IB-00033927 |  |  |  | 13 | 2.618
Sold | 오픈베이스 | Openbase | OPBKR | [5 empty] | Cabinet | SEL1-5-1-C-004-C807 | [15 empty] | AF17 | 5-C807 | C807 | C-004 | 1 | 5 | SEL1 | #REF! | [8 empty] | OPBKR-OR-000508 | OPBKR-IB-00033926 |  |  |  | 13 | 2.53
Sold | Singapore Telecom Korea Limited | Singapore Telecom Korea Limited | [6 empty] | Cabinet | SEL1-5-1-C-005-G4101 | [16 empty] | 5-G4101 | G4101 |  |  | 5
Sold | Singapore Telecom Korea Limited | Singapore Telecom Korea Limited | [6 empty] | Cabinet | SEL1-5-1-C-005-G4102 | [16 empty] | 5-G4102 | G4102 |  |  | 5
Sold | Singapore Telecom Korea Limited | Singapore Telecom Korea Limited | [6 empty] | Cabinet | SEL1-5-1-C-005-G4103 | [16 empty] | 5-G4103 | G4103 |  |  | 5
Sold | Singapore Telecom Korea Limited | Singapore Telecom Korea Limited | [6 empty] | Cabinet | SEL1-5-1-C-005-G4104 | [16 empty] | 5-G4104 | G4104 |  |  | 5
Sold | Singapore Telecom Korea Limited | Singapore Telecom Korea Limited | [6 empty] | Cabinet | SEL1-5-1-C-005-G4105 | [16 empty] | 5-G4105 | G4105 |  |  | 5
Sold | Singapore Telecom Korea Limited | Singapore Telecom Korea Limited | [6 empty] | Cabinet | SEL1-5-1-C-005-G4106 | [16 empty] | 5-G4106 | G4106 |  |  | 5
Sold | Singapore Telecom Korea Limited | Singapore Telecom Korea Limited | [6 empty] | Cabinet | SEL1-5-1-C-005-G4107 | [16 empty] | 5-G4107 | G4107 |  |  | 5
Sold | Singapore Telecom Korea Limited | Singapore Telecom Korea Limited | [6 empty] | Cabinet | SEL1-5-1-C-005-G4108 | [16 empty] | 5-G4108 | G4108 |  |  | 5
Sold | Singapore Telecom Korea Limited | Singapore Telecom Korea Limited | [6 empty] | Cabinet | SEL1-5-1-C-005-G4109 | [16 empty] | 5-G4109 | G4109 |  |  | 5
Sold | Singapore Telecom Korea Limited | Singapore Telecom Korea Limited | [6 empty] | Cabinet | SEL1-5-1-C-005-G4110 | [16 empty] | 5-G4110 | G4110 |  |  | 5
Sold | Singapore Telecom Korea Limited | Singapore Telecom Korea Limited | [6 empty] | Cabinet | SEL1-5-1-C-005-G4111 | [16 empty] | 5-G4111 | G4111 |  |  | 5
Sold | Singapore Telecom Korea Limited | Singapore Telecom Korea Limited | [6 empty] | Cabinet | SEL1-5-1-C-005-G4112 | [16 empty] | 5-G4112 | G4112 |  |  | 5
Sold | Singapore Telecom Korea Limited | Singapore Telecom Korea Limited | [6 empty] | Cabinet | SEL1-5-1-C-005-G4113 | [16 empty] | 5-G4113 | G4113 |  |  | 5
Sold | Singapore Telecom Korea Limited | Singapore Telecom Korea Limited | [6 empty] | Cabinet | SEL1-5-1-C-005-G4114 | [16 empty] | 5-G4114 | G4114 |  |  | 5
Sold | Singapore Telecom Korea Limited | Singapore Telecom Korea Limited | [6 empty] | Cabinet | SEL1-5-1-C-005-G4115 | [16 empty] | 5-G4115 | G4115 |  |  | 5
Sold | Singapore Telecom Korea Limited | Singapore Telecom Korea Limited | [6 empty] | Cabinet | SEL1-5-1-C-005-G4116 | [16 empty] | 5-G4116 | G4116 |  |  | 5
Sold | Singapore Telecom Korea Limited | Singapore Telecom Korea Limited | [6 empty] | Cabinet | SEL1-5-1-C-005-G4117 | [16 empty] | 5-G4117 | G4117 |  |  | 5
Sold | Singapore Telecom Korea Limited | Singapore Telecom Korea Limited | [6 empty] | Cabinet | SEL1-5-1-C-005-G4118 | [16 empty] | 5-G4118 | G4118 |  |  | 5
Sold | Singapore Telecom Korea Limited | Singapore Telecom Korea Limited | [6 empty] | Cabinet | SEL1-5-1-C-005-G4119 | [16 empty] | 5-G4119 | G4119 |  |  | 5
Sold | Singapore Telecom Korea Limited | Singapore Telecom Korea Limited | [6 empty] | Cabinet | SEL1-5-1-C-005-G4120 | [16 empty] | 5-G4120 | G4120 |  |  | 5
Sold | Singapore Telecom Korea Limited | Singapore Telecom Korea Limited | [6 empty] | Cabinet | SEL1-5-1-C-005-G4121 | [16 empty] | 5-G4121 | G4121 |  |  | 5
Sold | Singapore Telecom Korea Limited | Singapore Telecom Korea Limited | [6 empty] | Cabinet | SEL1-5-1-C-005-G4122 | [16 empty] | 5-G4122 | G4122 |  |  | 5
Sold | Singapore Telecom Korea Limited | Singapore Telecom Korea Limited | [6 empty] | Cabinet | SEL1-5-1-C-005-G4123 | [16 empty] | 5-G4123 | G4123 |  |  | 5
Sold | Singapore Telecom Korea Limited | Singapore Telecom Korea Limited | [6 empty] | Cabinet | SEL1-5-1-C-005-G4124 | [16 empty] | 5-G4124 | G4124 |  |  | 5
Sold | Singapore Telecom Korea Limited | Singapore Telecom Korea Limited | [6 empty] | Cabinet | SEL1-5-1-C-005-G4125 | [16 empty] | 5-G4125 | G4125 |  |  | 5
Sold | TELSTRA NETWORK & BUSINESS SERVICE KOREA CO., LTD. | TELSTRA NETWORK & BUSINESS SERVICE KOREA CO., LTD. | [7 empty] | SEL1-5-1-C-008-G5101 | [16 empty] | 5-G5101 | G5101 |  |  | 5
Sold | TELSTRA NETWORK & BUSINESS SERVICE KOREA CO., LTD. | TELSTRA NETWORK & BUSINESS SERVICE KOREA CO., LTD. | [7 empty] | SEL1-5-1-C-008-G5102 | [16 empty] | 5-G5102 | G5102 |  |  | 5
Sold | TELSTRA NETWORK & BUSINESS SERVICE KOREA CO., LTD. | TELSTRA NETWORK & BUSINESS SERVICE KOREA CO., LTD. | [7 empty] | SEL1-5-1-C-008-G5103 | [16 empty] | 5-G5103 | G5103 |  |  | 5
Sold | TELSTRA NETWORK & BUSINESS SERVICE KOREA CO., LTD. | TELSTRA NETWORK & BUSINESS SERVICE KOREA CO., LTD. | [7 empty] | SEL1-5-1-C-008-G5104 | [16 empty] | 5-G5104 | G5104 |  |  | 5
Sold | TELSTRA NETWORK & BUSINESS SERVICE KOREA CO., LTD. | TELSTRA NETWORK & BUSINESS SERVICE KOREA CO., LTD. | [7 empty] | SEL1-5-1-C-008-G5105 | [16 empty] | 5-G5105 | G5105 |  |  | 5
Sold | TELSTRA NETWORK & BUSINESS SERVICE KOREA CO., LTD. | TELSTRA NETWORK & BUSINESS SERVICE KOREA CO., LTD. | [7 empty] | SEL1-5-1-C-008-G5106 | [16 empty] | 5-G5106 | G5106 |  |  | 5
Sold | TELSTRA NETWORK & BUSINESS SERVICE KOREA CO., LTD. | TELSTRA NETWORK & BUSINESS SERVICE KOREA CO., LTD. | [7 empty] | SEL1-5-1-C-008-G5107 | [16 empty] | 5-G5107 | G5107 |  |  | 5
Sold | TELSTRA NETWORK & BUSINESS SERVICE KOREA CO., LTD. | TELSTRA NETWORK & BUSINESS SERVICE KOREA CO., LTD. | [7 empty] | SEL1-5-1-C-008-G5108 | [16 empty] | 5-G5108 | G5108 |  |  | 5
Sold | TELSTRA NETWORK & BUSINESS SERVICE KOREA CO., LTD. | TELSTRA NETWORK & BUSINESS SERVICE KOREA CO., LTD. | [7 empty] | SEL1-5-1-C-008-G5109 | [16 empty] | 5-G5109 | G5109 |  |  | 5
Sold | TELSTRA NETWORK & BUSINESS SERVICE KOREA CO., LTD. | TELSTRA NETWORK & BUSINESS SERVICE KOREA CO., LTD. | [7 empty] | SEL1-5-1-C-009-G6101 | [16 empty] | 5-G6101 | G6101 |  |  | 5
Sold | TELSTRA NETWORK & BUSINESS SERVICE KOREA CO., LTD. | TELSTRA NETWORK & BUSINESS SERVICE KOREA CO., LTD. | [7 empty] | SEL1-5-1-C-009-G6102 | [16 empty] | 5-G6102 | G6102 |  |  | 5
Sold | TELSTRA NETWORK & BUSINESS SERVICE KOREA CO., LTD. | TELSTRA NETWORK & BUSINESS SERVICE KOREA CO., LTD. | [7 empty] | SEL1-5-1-C-009-G6103 | [16 empty] | 5-G6103 | G6103 |  |  | 5
Sold | TELSTRA NETWORK & BUSINESS SERVICE KOREA CO., LTD. | TELSTRA NETWORK & BUSINESS SERVICE KOREA CO., LTD. | [7 empty] | SEL1-5-1-C-009-G6104 | [16 empty] | 5-G6104 | G6104 |  |  | 5
Sold | TELSTRA NETWORK & BUSINESS SERVICE KOREA CO., LTD. | TELSTRA NETWORK & BUSINESS SERVICE KOREA CO., LTD. | [7 empty] | SEL1-5-1-C-009-G6105 | [16 empty] | 5-G6105 | G6105 |  |  | 5
Sold | TELSTRA NETWORK & BUSINESS SERVICE KOREA CO., LTD. | TELSTRA NETWORK & BUSINESS SERVICE KOREA CO., LTD. | [7 empty] | SEL1-5-1-C-009-G6106 | [16 empty] | 5-G6106 | G6106 |  |  | 5
Sold | TELSTRA NETWORK & BUSINESS SERVICE KOREA CO., LTD. | TELSTRA NETWORK & BUSINESS SERVICE KOREA CO., LTD. | [7 empty] | SEL1-5-1-C-009-G6107 | [16 empty] | 5-G6107 | G6107 |  |  | 5
Sold | TELSTRA NETWORK & BUSINESS SERVICE KOREA CO., LTD. | TELSTRA NETWORK & BUSINESS SERVICE KOREA CO., LTD. | [7 empty] | SEL1-5-1-C-009-G6108 | [16 empty] | 5-G6108 | G6108 |  |  | 5
Sold | TELSTRA NETWORK & BUSINESS SERVICE KOREA CO., LTD. | TELSTRA NETWORK & BUSINESS SERVICE KOREA CO., LTD. | [7 empty] | SEL1-5-1-C-009-G6109 | [16 empty] | 5-G6109 | G6109 |  |  | 5
Sold | TELSTRA NETWORK & BUSINESS SERVICE KOREA CO., LTD. | TELSTRA NETWORK & BUSINESS SERVICE KOREA CO., LTD. | [7 empty] | SEL1-5-1-C-009-G6110 | [16 empty] | 5-G6110 | G6110 |  |  | 5
Sold | TELSTRA NETWORK & BUSINESS SERVICE KOREA CO., LTD. | TELSTRA NETWORK & BUSINESS SERVICE KOREA CO., LTD. | [7 empty] | SEL1-5-1-C-009-G6111 | [16 empty] | 5-G6111 | G6111 |  |  | 5
Sold | TELSTRA NETWORK & BUSINESS SERVICE KOREA CO., LTD. | TELSTRA NETWORK & BUSINESS SERVICE KOREA CO., LTD. | [7 empty] | SEL1-5-1-C-009-G6112 | [16 empty] | 5-G6112 | G6112 |  |  | 5
Sold | TELSTRA NETWORK & BUSINESS SERVICE KOREA CO., LTD. | TELSTRA NETWORK & BUSINESS SERVICE KOREA CO., LTD. | [7 empty] | SEL1-5-1-C-009-G6113 | [16 empty] | 5-G6113 | G6113 |  |  | 5
Sold | TELSTRA NETWORK & BUSINESS SERVICE KOREA CO., LTD. | TELSTRA NETWORK & BUSINESS SERVICE KOREA CO., LTD. | [7 empty] | SEL1-5-1-C-009-G6114 | [16 empty] | 5-G6114 | G6114 |  |  | 5
Sold | TELSTRA NETWORK & BUSINESS SERVICE KOREA CO., LTD. | TELSTRA NETWORK & BUSINESS SERVICE KOREA CO., LTD. | [7 empty] | SEL1-5-1-C-009-G6115 | [16 empty] | 5-G6115 | G6115 |  |  | 5
Sold | TELSTRA NETWORK & BUSINESS SERVICE KOREA CO., LTD. | TELSTRA NETWORK & BUSINESS SERVICE KOREA CO., LTD. | [7 empty] | SEL1-5-1-C-009-G6116 | [16 empty] | 5-G6116 | G6116 |  |  | 5
Sold | TELSTRA NETWORK & BUSINESS SERVICE KOREA CO., LTD. | TELSTRA NETWORK & BUSINESS SERVICE KOREA CO., LTD. | [7 empty] | SEL1-5-1-C-009-G6117 | [16 empty] | 5-G6117 | G6117 |  |  | 5
Sold | TELSTRA NETWORK & BUSINESS SERVICE KOREA CO., LTD. | TELSTRA NETWORK & BUSINESS SERVICE KOREA CO., LTD. | [7 empty] | SEL1-5-1-C-009-G6118 | [16 empty] | 5-G6118 | G6118 |  |  | 5
Sold | TELSTRA NETWORK & BUSINESS SERVICE KOREA CO., LTD. | TELSTRA NETWORK & BUSINESS SERVICE KOREA CO., LTD. | [7 empty] | SEL1-5-1-C-009-G6119 | [16 empty] | 5-G6119 | G6119 |  |  | 5
Sold | TELSTRA NETWORK & BUSINESS SERVICE KOREA CO., LTD. | TELSTRA NETWORK & BUSINESS SERVICE KOREA CO., LTD. | [7 empty] | SEL1-5-1-C-009-G6120 | [16 empty] | 5-G6120 | G6120 |  |  | 5
Sold | TELSTRA NETWORK & BUSINESS SERVICE KOREA CO., LTD. | TELSTRA NETWORK & BUSINESS SERVICE KOREA CO., LTD. | [7 empty] | SEL1-5-1-C-009-G6121 | [16 empty] | 5-G6121 | G6121 |  |  | 5
Sold | TELSTRA NETWORK & BUSINESS SERVICE KOREA CO., LTD. | TELSTRA NETWORK & BUSINESS SERVICE KOREA CO., LTD. | [7 empty] | SEL1-5-1-C-009-G6122 | [16 empty] | 5-G6122 | G6122 |  |  | 5
Sold | TELSTRA NETWORK & BUSINESS SERVICE KOREA CO., LTD. | TELSTRA NETWORK & BUSINESS SERVICE KOREA CO., LTD. | [7 empty] | SEL1-5-1-C-009-G6123 | [16 empty] | 5-G6123 | G6123 |  |  | 5
Sold | TELSTRA NETWORK & BUSINESS SERVICE KOREA CO., LTD. | TELSTRA NETWORK & BUSINESS SERVICE KOREA CO., LTD. | [7 empty] | SEL1-5-1-C-009-G6124 | [16 empty] | 5-G6124 | G6124 |  |  | 5
Sold | 온세텔링크 주식회사 | Onse Telink | OSTKR | [5 empty] | Cabinet | SEL1-5-1-S-010-A1005 | 5-PDU(A)-2 | 5-PDU(B)-2 | PDU(A)-2-26 | PDU(B)-2-24 | [11 empty] | F14 | 5-A1005 | A1005 | S-010 | 1 | 5 | SEL1 | #REF! | [9 empty] | OSTKR-IB-00045924 |  |  |  | 2.2 | 0.276 | 1.276
Sold | 아이티네스트 | ITNEST | ITNKR | [5 empty] | Cabinet | SEL1-5-1-S-010-A1006 | 5-PDU(A)-2 | 5-PDU(B)-2 | PDU(A)-2-28 | PDU(B)-2-26 | [11 empty] | F15 | 5-A1006 | A1006 | S-010 | 1 | 5 | SEL1 | #REF! | [8 empty] | itnest-OR-007122 | ITNKR-IB-000124689 |  | 커먼컴퓨터 |  | 6.6
Sold | Lumen Technology | Lumen Technologies Korea Limited | [6 empty] | Cabinet | SEL1-5-1-S-010-A1007 | 5-PDU(A)-2 | 5-PDU(B)-2 | PDU(A)-2-30 | PDU(B)-2-28 | [11 empty] | F16 | 5-A1007 | A1007 | S-010 | 1 | 5 | SEL1 | #REF! | [8 empty] | LMTKR-OR-005153 | LMTKR-IB-000105746 |  |  |  | 6 | 0 |  | 5-1-A7-20-30 | 5-1-B7-20-28
Reserved | Lumen Technology | Lumen Technologies Korea Limited | [6 empty] | Cabinet | SEL1-5-1-S-010-A1008 | 5-PDU(A)-2 | 5-PDU(B)-2 | PDU(A)-2-32 | PDU(B)-2-30 | [11 empty] | F17 | 5-A1008 | A1008 | S-010 | 1 | 5 | SEL1 | #REF! | [8 empty] | LMTKR-OR-005153 | LMTKR-IB-000105746 |  |  |  |  | 0 |  | 5-1-A7-20-32 | 5-1-B7-20-30
Stranded | DEK | Digital Edge Korea | DTEKR | [5 empty] | Cabinet | SEL1-5-1-S-010-A501 | 5-PDU(A)-1 | 5-PDU(B)-1 | PDU(A)-1-03 | PDU(B)-1-03 | [11 empty] | A10 | 5-A501 | A501 | S-010 | 1 | 5 | SEL1 | #REF! | [9 empty] | DEK-IB-00045952 |  |  |  | 2.2 | 0
Available | [8 empty] | Cabinet | SEL1-5-1-S-010-A502 | 5-PDU(A)-1 | 5-PDU(B)-1 | PDU(A)-1-05 | PDU(B)-1-05 | [11 empty] | A11 | 5-A502 | A502 | S-010 | 1 | 5 | SEL1 | #REF!
Sold | 피씨씨더블유글로벌코리아주식회사 | PCCW Global Korea Limited | PCCKR | [5 empty] | Cabinet | SEL1-5-1-S-010-A503 | 5-PDU(A)-1 | 5-PDU(B)-1 | PDU(A)-1-09 | PDU(B)-1-26 | PDU(A)-1-26 | PDU(B)-1-30 | [9 empty] | A12 | 5-A503 | A503 | S-010 | 1 | 5 | SEL1 | #REF! | [8 empty] | PCCKRUSD-OR-003459 | PCCKRUSD-IB-00035463 |  |  |  | 2.2 | 0 | 4.268 - 4회로 사용 중
Sold | 피씨씨더블유글로벌코리아주식회사 | PCCW Global Korea Limited | PCCKR | [5 empty] | Cabinet | SEL1-5-1-S-010-A504 | 5-PDU(A)-1 | 5-PDU(B)-1 | PDU(A)-1-11 | PDU(B)-1-09 | PDU(A)-1-13 | PDU(B)-1-11 | [9 empty] | A13 | 5-A504 | A504 | S-010 | 1 | 5 | SEL1 | #REF! | [8 empty] | PCCKRUSD-OR-003459 | PCCKRUSD-IB-00035464 |  |  |  | 2.2 | 0.924
Sold | 피씨씨더블유글로벌코리아주식회사 | PCCW Global Korea Limited | PCCKR | [5 empty] | Cabinet | SEL1-5-1-S-010-A505 | 5-PDU(A)-9 | 5-PDU(B)-9 | PDU(A)-9-01 | PDU(B)-9-07 | [11 empty] | A14 | 5-A505 | A505 | S-010 | 1 | 5 | SEL1 | #REF! | [8 empty] | PCCKRUSD-OR-003458 | PCCKRUSD-IB-00035465 |  |  |  | 2.2 | 2.442
Sold | 피씨씨더블유글로벌코리아주식회사 | PCCW Global Korea Limited | PCCKR | [5 empty] | Cabinet | SEL1-5-1-S-010-A506 | 5-PDU(A)-9 | 5-PDU(B)-9 | PDU(A)-9-03 | PDU(B)-9-03 | [11 empty] | A15 | 5-A506 | A506 | S-010 | 1 | 5 | SEL1 | #REF! | [8 empty] | PCCKRUSD-OR-003458 | PCCKRUSD-IB-00035466 |  |  |  | 2.2 | 0.286
Sold | 피씨씨더블유글로벌코리아주식회사 | PCCW Global Korea Limited | PCCKR | [5 empty] | Cabinet | SEL1-5-1-S-010-A507 | 5-PDU(A)-9 | 5-PDU(B)-9 | PDU(A)-9-05 | PDU(B)-9-05 | [11 empty] | A16 | 5-A507 | A507 | S-010 | 1 | 5 | SEL1 | #REF! | [8 empty] | PCCKRUSD-OR-003458 | PCCKRUSD-IB-00035467 |  |  |  | 2.2 | 0
Sold | 유한회사 루멘테크놀로지스코리아 | Lumen Technologies Korea | LMTKR | [5 empty] | Cabinet | SEL1-5-1-S-010-A508 | 5-PDU(A)-9 | 5-PDU(B)-9 | PDU(A)-9-02 | PDU(B)-9-02 | PDU(A)-1-28 | PDU(B)-1-28 | [9 empty] | A17 | 5-A508 | A508 | S-010 | 1 | 5 | SEL1 | #REF! | [8 empty] | LMTKR-OR-003401 | LMTKR-IB-00035417 |  |  |  | 2.2 | 2.618
Available | [8 empty] | Cabinet | SEL1-5-1-S-010-A509 | 5-PDU(A)-9 | 5-PDU(B)-9 | PDU(A)-9-04 | PDU(B)-9-04 | [11 empty] | A18 | 5-A509 | A509 | S-010 | 1 | 5 | SEL1 | #REF! | [14 empty] | 0
Stranded | DEK | Digital Edge Korea | DTEKR |  |  |  | IES.YSM.S51 |  | Cabinet | SEL1-5-1-S-010-A510 | 5-PDU(A)-9 | 5-PDU(B)-9 | PDU(A)-9-06 | PDU(B)-9-06 | [11 empty] | A19 | 5-A510 | A510 | S-010 | 1 | 5 | SEL1 | #REF! | [9 empty] | DEK-IB-00045951 |  |  |  | 2.2 | 0
Stranded | DEK | Digital Edge Korea | DTEKR | [5 empty] | Cabinet | SEL1-5-1-S-010-A601 | 5-PDU(A)-1 | 5-PDU(B)-1 | PDU(A)-1-15 | PDU(B)-1-13 | [11 empty] | B10 | 5-A601 | A601 | S-010 | 1 | 5 | SEL1 | #REF! | [14 empty] | 0
Available | [8 empty] | Cabinet | SEL1-5-1-S-010-A602 | 5-PDU(A)-1 | 5-PDU(B)-1 | PDU(A)-1-17 | PDU(B)-1-15 | [11 empty] | B11 | 5-A602 | A602 | S-010 | 1 | 5 | SEL1 | #REF! | [14 empty] | 0
Sold | 세종텔레콤 | Sejong Telecom Inc. | SJTKR | [5 empty] | Cabinet | SEL1-5-1-S-010-A603 | 5-PDU(A)-1 | 5-PDU(B)-1 | PDU(A)-1-19 | PDU(B)-1-17 | [11 empty] | B12 | 5-A603 | A603 | S-010 | 1 | 5 | SEL1 | #REF! | [8 empty] | SJTKR-OR-003910 | SJTKR-IB-000107264 |  | COLT |  |  | 0
Sold | 주식회사 다코스 | Dakos Co., Ltd. | DCSKR | [5 empty] | Cabinet | SEL1-5-1-S-010-A604 | 5-PDU(A)-1 | 5-PDU(B)-1 | PDU(A)-1-21 | PDU(B)-1-19 | [11 empty] | B13 | 5-A604 | A604 | S-010 | 1 | 5 | SEL1 | #REF! |  | 25 | 16 |  | 9 |  |  |  | DCSKR2-OR-003316 | DCSKR-IB-00035259 |  |  |  | 2.2 | 1.1
Sold | Ebiz Networks | Ebiz Networks | EBZKR | [5 empty] | Cabinet | SEL1-5-1-S-010-A605 | 5-PDU(A)-1 | 5-PDU(B)-1 | PDU(A)-1-23 | PDU(B)-1-21 | [11 empty] | B14 | 5-A605 | A605 | S-010 | 1 | 5 | SEL1 | #REF! | [8 empty] | EBZKR-OR-001026 | EBZKR-IB-00033996 |  |  |  | 2.2 | 1.958
Sold | NTT Korea | NTT KOREA Co., Ltd. | NTTKR | 엔티티코리아주식회사 | NTT KOREA Co., Ltd. | NTTKR |  |  | Cabinet | SEL1-5-1-S-010-A606 | 5-PDU(A)-1 | 5-PDU(B)-1 | PDU(A)-1-25 | PDU(B)-1-23 | PDU(A)-3-28 | PDU(B)-3-28 | [9 empty] | B15 | 5-A606 | A606 | S-010 | 1 | 5 | SEL1 | #REF! | [7 empty] | Half | SJTKR-OR-003444 | SJTKR-IB-00035450 Half |  | NTT Korea |  | 1.1 | 0
Sold | 주식회사 제우스네트웍스 | Zeus Networks Co., Ltd. | ZUNKR | 주식회사 제우스네트웍스 |  |  |  |  | Cabinet | SEL1-5-1-S-010-A607 | 5-PDU(A)-1 | 5-PDU(B)-1 | PDU(A)-1-27 | PDU(B)-1-25 | [11 empty] | B16 | 5-A607 | A607 | S-010 | 1 | 5 | SEL1 | #REF! | [7 empty] | Half -> Full | ZUNKR-OR-003629 | ZUNKR-IB-00035597 Half |  |  |  | 1.1 | 1.54
Sold | 세종텔레콤 | Sejong Telecom Inc. | SJTKR |  |  |  | Colt |  | Cabinet | SEL1-5-1-S-010-A608 | 5-PDU(A)-3 | 5-PDU(B)-3 | PDU(A)-3-07 | PDU(B)-3-07 | PDU(A)-3-09 | PDU(B)-3-09 | [9 empty] | B17 | 5-A608 | A608 | S-010 | 1 | 5 | SEL1 | #REF! | [8 empty] | SJTKR-OR-000606 | SJTKR-IB-000471 |  | COLT |  |  | 2.354
Sold | 한비로 | Hanbiro Inc. | [6 empty] | Cabinet | SEL1-5-1-S-010-A609 | 5-PDU(A)-2 | 5-PDU(B)-1 | PDU(A)-2-03 | PDU(B)-1-32 | [11 empty] | B18 | 5-A609 | A609 | S-010 | 1 | 5 | SEL1 | #REF! | [8 empty] | HBRKR-OR-000971 | HBRKR-IB-00033993 |  |  |  | 2.2 | 1.804
Sold | 피씨씨더블유글로벌코리아주식회사 | PCCW Global Korea Limited | PCCKR | [5 empty] | Cabinet | SEL1-5-1-S-010-A610 | 5-PDU(A)-2 | 5-PDU(B)-2 | PDU(A)-2-05 | PDU(B)-2-03 | [11 empty] | B19 | 5-A610 | A610 | S-010 | 1 | 5 | SEL1 | #REF! | [8 empty] | PCCKRUSD-OR-003470 | PCCKRUSD-IB-00035468 |  |  |  | 2.2 | 1.408
Available | [8 empty] | Cabinet | SEL1-5-1-S-010-A702 | [15 empty] | C11 | 5-A702 | A702 | S-010 | 1 | 5 | SEL1 | #REF! | [14 empty] | 0.726
Sold | 세종텔레콤 | Sejong Telecom Inc. | SJTKR |  |  |  | CTG |  | Cabinet | SEL1-5-1-S-010-A703 | 5-PDU(A)-1 | 5-PDU(B)-1 | PDU(A)-1-06 | PDU(B)-1-04 | [11 empty] | C12 | 5-A703 | A703 | S-010 | 1 | 5 | SEL1 | #REF! | [8 empty] | SJTKR-OR-000505 | SJTKR-IB-000414 |  | CMI |  | 2.2 | 0.726
Sold | 세종텔레콤 | Sejong Telecom Inc. | SJTKR |  |  |  | CTG |  | Cabinet | SEL1-5-1-S-010-A704 | 5-PDU(A)-1 | 5-PDU(B)-1 | PDU(A)-1-08 | PDU(B)-1-06 | [11 empty] | C13 | 5-A704 | A704 | S-010 | 1 | 5 | SEL1 | #REF! | [8 empty] | SJTKR-OR-000505 | SJTKR-IB-000415 |  | CMI |  | 2.2 | 0
Available | [8 empty] | Cabinet | SEL1-5-1-S-010-A705 | 5-PDU(A)-1 | 5-PDU(B)-1 | PDU(A)-1-10 | PDU(B)-1-08 | [11 empty] | C14 | 5-A705 | A705 | S-010 | 1 | 5 | SEL1 | #REF! | [14 empty] | 0
Stranded | DEK | Digital Edge Korea | [6 empty] | Cabinet | SEL1-5-1-S-010-A706 | 5-PDU(A)-1 | 5-PDU(B)-1 | PDU(A)-1-12 | PDU(B)-1-10 | [11 empty] | C15 | 5-A706 | A706 | S-010 | 1 | 5 | SEL1 | #REF! | [14 empty] | 0
Stranded | DEK | Digital Edge Korea | [6 empty] | Cabinet | SEL1-5-1-S-010-A707 | 5-PDU(A)-1 | 5-PDU(B)-1 | PDU(A)-1-14 | PDU(B)-1-12 | [11 empty] | C16 | 5-A707 | A707 | S-010 | 1 | 5 | SEL1 | #REF! | [14 empty] | 0
Sold | 샤넬코리아유한회사 | CHANEL KOREA | CNKKR |  |  |  | 금고 |  | Cabinet | SEL1-5-1-S-010-A708 | 5-PDU(A)-1 | 5-PDU(B)-1 | PDU(A)-1-16 | PDU(B)-1-14 | [11 empty] | C17 | 5-A708 | A708 | S-010 | 1 | 5 | SEL1 | #REF! | [9 empty] | SJTKR-IB-00045907 |  | 샤넬코리아유한회사 |  | 2.2 | 0
Sold | 샤넬코리아유한회사 | CHANEL KOREA | CNKKR | [5 empty] | Cabinet | SEL1-5-1-S-010-A709 | 5-PDU(A)-1 | 5-PDU(B)-1 | PDU(A)-1-18 | PDU(B)-1-16 | [11 empty] | C18 | 5-A709 | A709 | S-010 | 1 | 5 | SEL1 | #REF! | [9 empty] | SJTKR-IB-00045906 |  | 샤넬코리아유한회사 |  | 2.2 | 1.87
Sold | 샤넬코리아유한회사 | CHANEL KOREA | CNKKR | [5 empty] | Cabinet | SEL1-5-1-S-010-A710 | 5-PDU(A)-1 | 5-PDU(B)-1 | PDU(A)-1-20 | PDU(B)-1-18 | [11 empty] | C19 | 5-A710 | A710 | S-010 | 1 | 5 | SEL1 | #REF! | [9 empty] | SJTKR-IB-00045905 |  | 샤넬코리아유한회사 |  | 2.2 | 1.364
Stranded | DEK | Digital Edge Korea | DTEKR |  |  |  | 전송장비(세종 IDC) |  | Cabinet | SEL1-5-1-S-010-A804 | 5-PDU(A)-2 | 5-PDU(B)-2 | PDU(A)-2-13 | PDU(B)-2-11 | [11 empty] | D13 | 5-A804 | A804 | S-010 | 1 | 5 | SEL1 | #REF! |  | 1 | 1 | [6 empty] | DEK-IB-00045949 |  |  |  | 2.2 | 0
Sold | 피씨씨더블유글로벌코리아주식회사 | PCCW Global Korea Limited | PCCKR | [5 empty] | Cabinet | SEL1-5-1-S-010-A805 | 5-PDU(A)-2 | 5-PDU(B)-2 | PDU(A)-2-15 | PDU(B)-2-13 | [11 empty] | D14 | 5-A805 | A805 | S-010 | 1 | 5 | SEL1 | #REF! | [8 empty] | PCCKRUSD-OR-003501 | PCCKRUSD-IB-00035469 |  |  |  | 3.3 | 0.33
Sold | 세종텔레콤 | Sejong Telecom Inc. | SJTKR |  |  |  | CMI (GB21) |  | Cabinet | SEL1-5-1-S-010-A806 | 5-PDU(A)-2 | 5-PDU(B)-2 | PDU(A)-2-17 | PDU(B)-2-15 | PDU(A)-3-12 | PDU(B)-3-12 | [9 empty] | D15 | 5-A806 | A806 | S-010 | 1 | 5 | SEL1 | #REF! |  | 7 |  |  | 5 |  | 2 |  | SJTKR-OR-000503 | SJTKR-IB-000412 |  | GB21 |  | 3 | 0.902
Sold | 세종텔레콤 | Sejong | SJTKR |  |  |  | 한국보안기술 |  | Cabinet | SEL1-5-1-S-010-A807 | 5-PDU(A)-2 | 5-PDU(B)-2 | PDU(A)-2-19 | PDU(B)-2-17 | PDU(A)-1-22 | PDU(B)-1-22 | [9 empty] | D16 | 5-A807 | A807 | S-010 | 1 | 5 | SEL1 | #REF! | [9 empty] | SJTKR-IB-00045904 |  | 한국보안기술 |  | 2.2 | 1.474
Sold | 세종텔레콤 | Sejong | SJTKR |  |  |  | 한국보안기술 |  | Cabinet | SEL1-5-1-S-010-A808 | 5-PDU(A)-2 | 5-PDU(B)-2 | PDU(A)-2-21 | PDU(B)-2-19 | [11 empty] | D17 | 5-A808 | A808 | S-010 | 1 | 5 | SEL1 | #REF! | [11 empty] | 한국보안기술 |  | 2.2 | 1.188
Sold | 한국보안기술 | KST | KSTKR | [5 empty] | Cabinet | SEL1-5-1-S-010-A809 | 5-PDU(A)-2 | 5-PDU(B)-2 | PDU(A)-2-23 | PDU(B)-2-21 | PDU(A)-1-30 | [10 empty] | D18 | 5-A809 | A809 | S-010 | 1 | 5 | SEL1 | #REF! | [8 empty] | KSTKR-OR-000608 | KSTKR-IB-00096812 |  |  |  | 3.3 | 2.706
Sold | 한국보안기술 | KST | KSTKR | [5 empty] | Cabinet | SEL1-5-1-S-010-A810 | 5-PDU(A)-2 | 5-PDU(B)-2 | PDU(A)-2-25 | PDU(B)-2-23 | [11 empty] | D19 | 5-A810 | A810 | S-010 | 1 | 5 | SEL1 | #REF! | [8 empty] | KSTKR-OR-000608 | KSTKR-IB-00096813 |  |  |  | 3.3 | 1.078
Sold | 온세텔링크 주식회사 | Onse Telink | OSTKR | [5 empty] | Cabinet | SEL1-5-1-S-010-A905 | 5-PDU(A)-2 | 5-PDU(B)-2 | PDU(A)-2-06 | PDU(B)-2-04 | [11 empty] | E14 | 5-A905 | A905 | S-010 | 1 | 5 | SEL1 | #REF! |  | 23 | 19 |  |  | 2 | 2 |  | OSTKR-OR-003452 | OSTKR-IB-00035458 |  |  |  | 2.2 | 2.53
Sold | 온세텔링크 주식회사 | Onse Telink | OSTKR | [5 empty] | Cabinet | SEL1-5-1-S-010-A906 | 5-PDU(A)-2 | 5-PDU(B)-2 | PDU(A)-2-08 | PDU(B)-2-06 | [11 empty] | E15 | 5-A906 | A906 | S-010 | 1 | 5 | SEL1 | #REF! |  | 11 | 4 |  |  | 7 |  | Half -> Full | OSTKR2-OR-003453 | OSTKR2-IB-00035459 Half |  |  |  | 2.2 | 1.452
Available | [8 empty] | Cabinet | SEL1-5-1-S-010-A907 | 5-PDU(A)-2 | 5-PDU(B)-2 | PDU(A)-2-10 | PDU(B)-2-08 | [11 empty] | E16 | 5-A907 | A907 | S-010 | 1 | 5 | SEL1 | #REF! |  | 23 | 23 | [11 empty] | 0
Available | [8 empty] | Cabinet | SEL1-5-1-S-010-A908 | 5-PDU(A)-2 | 5-PDU(B)-2 | PDU(A)-2-12 | PDU(B)-2-10 | [11 empty] | E17 | 5-A908 | A908 | S-010 | 1 | 5 | SEL1 | #REF! |  | 28 | 27 |  |  |  | 1 | [7 empty] | 0
Available | [8 empty] | Cabinet | SEL1-5-1-S-010-A909 | 5-PDU(A)-2 | 5-PDU(B)-2 | PDU(A)-2-14 | PDU(B)-2-12 | [11 empty] | E18 | 5-A909 | A909 | S-010 | 1 | 5 | SEL1 | #REF! |  | 25 | 25 | [11 empty] | 0
Sold | 피씨씨더블유글로벌코리아주식회사 | PCCW Global Korea Limited | PCCKR | [5 empty] | Cabinet | SEL1-5-1-S-010-A910 | 5-PDU(A)-2 | 5-PDU(B)-2 | PDU(A)-2-16 | PDU(B)-2-14 | PDU(A)-1-24 | PDU(B)-1-24 | [9 empty] | E19 | 5-A910 | A910 | S-010 | 1 | 5 | SEL1 | #REF! | [8 empty] | PCCKR-OR-003456 | PCCKR-IB-00035461 |  |  |  | 2.2 | 2.024 | 4회로 사용 중
Sold | KG이니시스 | Sejong Telecom Inc. | [6 empty] | Cabinet | SEL1-5-1-S-010-B116 | ` | [15 empty] | 5-B116 | B116 | S-010 | 1 | 5 | SEL1 | #REF! | [8 empty] | SJTKR-OR-000629 | SJTKR-IB-000103837 |  |  |  | 2.2 | 0.352
Sold | KG이니시스 | Sejong Telecom Inc. | [6 empty] | Cabinet | SEL1-5-1-S-010-B117 | [16 empty] | 5-B117 | B117 | S-010 | 1 | 5 | SEL1 | #REF! | [8 empty] | SJTKR-OR-000629 | SJTKR-IB-000103838 |  |  |  | 2.2 | 0.264
Sold | KG이니시스 | Sejong Telecom Inc. | [6 empty] | Cabinet | SEL1-5-1-S-010-B118 | [16 empty] | 5-B118 | B118 | S-010 | 1 | 5 | SEL1 | #REF! | [8 empty] | SJTKR-OR-000629 | SJTKR-IB-000103839 |  |  |  | 2.2 | 0.704
Sold | KG이니시스 | Sejong Telecom Inc. | [6 empty] | Cabinet | SEL1-5-1-S-010-B119 | [16 empty] | 5-B119 | B119 | S-010 | 1 | 5 | SEL1 | #REF! | [8 empty] | SJTKR-OR-000629 | SJTKR-IB-000103840 |  |  |  | 2.2 | 0.704
Sold | KG이니시스 | Sejong Telecom Inc. | [6 empty] | Cabinet | SEL1-5-1-S-010-B120 | [16 empty] | 5-B120 | B120 | S-010 | 1 | 5 | SEL1 | #REF! | [8 empty] | SJTKR-OR-000629 | SJTKR-IB-000103841 |  |  |  | 2.2 | 0.308
Sold | KG이니시스 | Sejong Telecom Inc. | [6 empty] | Cabinet | SEL1-5-1-S-010-B121 | [16 empty] | 5-B121 | B121 | S-010 | 1 | 5 | SEL1 | #REF! | [8 empty] | SJTKR-OR-000629 | SJTKR-IB-000103842 |  |  |  | 2.2 | 0.506
Sold | KG이니시스 | Sejong Telecom Inc. | [6 empty] | Cabinet | SEL1-5-1-S-010-B122 | [16 empty] | 5-B122 | B122 | S-010 | 1 | 5 | SEL1 | #REF! | [8 empty] | SJTKR-OR-000629 | SJTKR-IB-000103843 |  |  |  | 2.2 | 0
Sold | KG이니시스 | Sejong Telecom Inc. | [6 empty] | Cabinet | SEL1-5-1-S-010-B216 | [16 empty] | 5-B216 | B216 | S-010 | 1 | 5 | SEL1 | #REF! | [8 empty] | SJTKR-OR-000629 | SJTKR-IB-000103844 |  |  |  | 2.2 | 0
Sold | KG이니시스 | Sejong Telecom Inc. | [6 empty] | Cabinet | SEL1-5-1-S-010-B217 | [16 empty] | 5-B217 | B217 | S-010 | 1 | 5 | SEL1 | #REF! | [8 empty] | SJTKR-OR-000629 | SJTKR-IB-000103845 |  |  |  | 2.2 | 0
Sold | KG이니시스 | Sejong Telecom Inc. | [6 empty] | Cabinet | SEL1-5-1-S-010-B218 | [16 empty] | 5-B218 | B218 | S-010 | 1 | 5 | SEL1 | #REF! | [8 empty] | SJTKR-OR-000629 | SJTKR-IB-000103846 |  |  |  | 2.2 | 0
Sold | KG이니시스 | Sejong Telecom Inc. | [6 empty] | Cabinet | SEL1-5-1-S-010-B219 | [16 empty] | 5-B219 | B219 | S-010 | 1 | 5 | SEL1 | #REF! | [8 empty] | SJTKR-OR-000629 | SJTKR-IB-000103847 |  |  |  | 2.2 | 0
Sold | KG이니시스 | Sejong Telecom Inc. | [6 empty] | Cabinet | SEL1-5-1-S-010-B220 | [16 empty] | 5-B220 | B220 | S-010 | 1 | 5 | SEL1 | #REF! | [8 empty] | SJTKR-OR-000629 | SJTKR-IB-000103848 |  |  |  | 2.2 | 0
Sold | KG이니시스 | Sejong Telecom Inc. | [6 empty] | Cabinet | SEL1-5-1-S-010-B221 | [16 empty] | 5-B221 | B221 | S-010 | 1 | 5 | SEL1 | #REF! | [8 empty] | SJTKR-OR-000629 | SJTKR-IB-000103849 |  |  |  | 2.2 | 0
Sold | KG이니시스 | Sejong Telecom Inc. | [6 empty] | Cabinet | SEL1-5-1-S-010-B222 | [16 empty] | 5-B222 | B222 | S-010 | 1 | 5 | SEL1 | #REF! | [8 empty] | SJTKR-OR-000629 | SJTKR-IB-000103850 |  |  |  | 2.2 | 0
Sold | KG이니시스 | Sejong Telecom Inc. | [6 empty] | Cabinet | SEL1-5-1-S-010-B316 | [16 empty] | 5-B316 | B316 | S-010 | 1 | 5 | SEL1 | #REF! | [8 empty] | SJTKR-OR-000629 | SJTKR-IB-000103851 |  |  |  | 2.2 | 0
Sold | KG이니시스 | Sejong Telecom Inc. | [6 empty] | Cabinet | SEL1-5-1-S-010-B317 | [16 empty] | 5-B317 | B317 | S-010 | 1 | 5 | SEL1 | #REF! | [8 empty] | SJTKR-OR-000629 | SJTKR-IB-000103852 |  |  |  | 2.2 | 0
Sold | KG이니시스 | Sejong Telecom Inc. | [6 empty] | Cabinet | SEL1-5-1-S-010-B318 | [16 empty] | 5-B318 | B318 | S-010 | 1 | 5 | SEL1 | #REF! | [8 empty] | SJTKR-OR-000629 | SJTKR-IB-000103853 |  |  |  | 2.2 | 0
Sold | KG이니시스 | Sejong Telecom Inc. | [6 empty] | Cabinet | SEL1-5-1-S-010-B319 | [16 empty] | 5-B319 | B319 | S-010 | 1 | 5 | SEL1 | #REF! | [8 empty] | SJTKR-OR-000629 | SJTKR-IB-000103854 |  |  |  | 2.2 | 0
Sold | KG이니시스 | Sejong Telecom Inc. | [6 empty] | Cabinet | SEL1-5-1-S-010-B320 | [16 empty] | 5-B320 | B320 | S-010 | 1 | 5 | SEL1 | #REF! | [8 empty] | SJTKR-OR-000629 | SJTKR-IB-000103855 |  |  |  | 2.2 | 0
Sold | KG이니시스 | Sejong Telecom Inc. | [6 empty] | Cabinet | SEL1-5-1-S-010-B321 | [16 empty] | 5-B321 | B321 | S-010 | 1 | 5 | SEL1 | #REF! | [8 empty] | SJTKR-OR-001078 |  |  |  |  | 2.2 | 0
Sold | KG이니시스 | Sejong Telecom Inc. | [6 empty] | Cabinet | SEL1-5-1-S-010-B322 | [16 empty] | 5-B322 | B322 | S-010 | 1 | 5 | SEL1 | #REF! | [8 empty] | SJTKR-OR-001078 |  |  |  |  | 2.2 | 0
Sold | KG이니시스 | Sejong Telecom Inc. | [6 empty] | Cabinet | SEL1-5-1-S-010-B416 | [16 empty] | 5-B416 | B416 | S-010 | 1 | 5 | SEL1 | #REF! | [8 empty] | SJTKR-OR-001078 |  |  |  |  | 2.2 | 0
Sold | KG이니시스 | Sejong Telecom Inc. | [6 empty] | Cabinet | SEL1-5-1-S-010-B417 | [16 empty] | 5-B417 | B417 | S-010 | 1 | 5 | SEL1 | #REF! | [8 empty] | SJTKR-OR-001078 |  |  |  |  | 2.2 | 0
Sold | KG이니시스 | Sejong Telecom Inc. | [6 empty] | Cabinet | SEL1-5-1-S-010-B418 | [16 empty] | 5-B418 | B418 | S-010 | 1 | 5 | SEL1 | #REF! | [8 empty] | SJTKR-OR-001078 |  |  |  |  | 2.2 | 0
Stranded | DEK | Digital Edge Korea | DTEKR |  |  |  | IES.YSM.S52, IES.YSM.S53 |  | Cabinet | SEL1-5-1-S-010-B425 | [15 empty] | M08 | 5-B425 | B425 | S-010 | 1 | 5 | SEL1 | #REF! |  | 2 |  |  | 2 |  |  |  |  | DEK-IB-00045948 |  |  |  | 2.2 | 0
Stranded | DEK | Digital Edge Korea | DTEKR |  |  |  | IES.YSM.S52, IES.YSM.S53 |  | Cabinet | SEL1-5-1-S-010-B525 | [15 empty] | M08 | 5-B525 | B525 | S-010 | 1 | 5 | SEL1 | #REF! |  | 2 |  |  | 2 |  |  |  |  | DEK-IB-00045948 |  |  |  | 2.2 | 0
Available | [8 empty] | Cabinet | SEL1-5-1-S-010-C1001 | [15 empty] | AH11 | 5-C1001 | C1001 | S-010 | 1 | 5 | SEL1 | #REF! | [14 empty] | 0
Available | [8 empty] | Cabinet | SEL1-5-1-S-010-C1002 | [15 empty] | AH12 | 5-C1002 | C1002 | S-010 | 1 | 5 | SEL1 | #REF! | [14 empty] | 0
Available | [8 empty] | Cabinet | SEL1-5-1-S-010-C1003 | [15 empty] | AH13 | 5-C1003 | C1003 | S-010 | 1 | 5 | SEL1 | #REF! | [14 empty] | 0
Available | [8 empty] | Cabinet | SEL1-5-1-S-010-C1004 | [15 empty] | AH14 | 5-C1004 | C1004 | S-010 | 1 | 5 | SEL1 | #REF! | [14 empty] | 0
Available | [8 empty] | Cabinet | SEL1-5-1-S-010-C1005 | [15 empty] | AH15 | 5-C1005 | C1005 | S-010 | 1 | 5 | SEL1 | #REF! | [14 empty] | 0.924
Available | [8 empty] | Cabinet | SEL1-5-1-S-010-C1006 | [15 empty] | AH16 | 5-C1006 | C1006 | S-010 | 1 | 5 | SEL1 | #REF! | [14 empty] | 0
Available | [8 empty] | Cabinet | SEL1-5-1-S-010-C1007 | [15 empty] | AH17 | 5-C1007 | C1007 | S-010 | 1 | 5 | SEL1 | #REF! | [14 empty] | 0
Available | [8 empty] | Cabinet | SEL1-5-1-S-010-C1008 | [15 empty] | AH18 | 5-C1008 | C1008 | S-010 | 1 | 5 | SEL1 | #REF! | [14 empty] | 0
Available | [8 empty] | Cabinet | SEL1-5-1-S-010-C1009 | [15 empty] | AH19 | 5-C1009 | C1009 | S-010 | 1 | 5 | SEL1 | #REF! | [14 empty] | 0
Available | [8 empty] | Cabinet | SEL1-5-1-S-010-C1010 | [15 empty] | AH20 | 5-C1010 | C1010 | S-010 | 1 | 5 | SEL1 | #REF! | [14 empty] | 0
Available | [8 empty] | Cabinet | SEL1-5-1-S-010-C901 | [15 empty] | AG11 | 5-C901 | C901 | S-010 | 1 | 5 | SEL1 | #REF! | [14 empty] | 0
Available | [8 empty] | Cabinet | SEL1-5-1-S-010-C902 | [15 empty] | AG12 | 5-C902 | C902 | S-010 | 1 | 5 | SEL1 | #REF! | [14 empty] | 0
Available | [8 empty] | Cabinet | SEL1-5-1-S-010-C903 | [15 empty] | AG13 | 5-C903 | C903 | S-010 | 1 | 5 | SEL1 | #REF! | [14 empty] | 0
Available | [8 empty] | Cabinet | SEL1-5-1-S-010-C904 | [15 empty] | AG14 | 5-C904 | C904 | S-010 | 1 | 5 | SEL1 | #REF! | [14 empty] | 0
Available | [8 empty] | Cabinet | SEL1-5-1-S-010-C905 | [15 empty] | AG15 | 5-C905 | C905 | S-010 | 1 | 5 | SEL1 | #REF! | [14 empty] | 0
Available | [8 empty] | Cabinet | SEL1-5-1-S-010-C906 | [15 empty] | AG16 | 5-C906 | C906 | S-010 | 1 | 5 | SEL1 | #REF! | [14 empty] | 0
Available | [8 empty] | Cabinet | SEL1-5-1-S-010-C907 | [15 empty] | AG17 | 5-C907 | C907 | S-010 | 1 | 5 | SEL1 | #REF! | [14 empty] | 0
Available | [8 empty] | Cabinet | SEL1-5-1-S-010-C908 | [15 empty] | AG18 | 5-C908 | C908 | S-010 | 1 | 5 | SEL1 | #REF! | [14 empty] | 0
Available | [8 empty] | Cabinet | SEL1-5-1-S-010-C909 | [15 empty] | AG19 | 5-C909 | C909 | S-010 | 1 | 5 | SEL1 | #REF! | [14 empty] | 0
Available | [8 empty] | Cabinet | SEL1-5-1-S-010-C910 | [15 empty] | AG20 | 5-C910 | C910 | S-010 | 1 | 5 | SEL1 | #REF! | [14 empty] | 0
Sold | 피플펀드 | People Fund Company Co., Ltd. | [6 empty] | Cabinet | SEL1-6-1-C-001-G1101 | U6-A1 | U6-B1 | U-A1-02 | U-B1-02 | [11 empty] | AG10 | 6-G1101 | G1101 | C-001 | 1 | 6 | SEL1 | [9 empty] | PFCKR-OR-000875 | PFCKR-IB-00034018 |  |  |  | 2.2 | 0.594
Sold | 피플펀드 | People Fund Company Co., Ltd. | [6 empty] | Cabinet | SEL1-6-1-C-001-G1102 | U6-A1 | U6-B1 | U-A1-36 | U-B1-36 | U-A1-38 | U-B1-38 | [9 empty] | AG11 | 6-G1102 | G1102 | C-001 | 1 | 6 | SEL1 | [9 empty] | PFCKR-OR-000875 | PFCKR-IB-00034016 |  |  |  | 2.2 | 0.484
Sold | 피플펀드 | People Fund Company Co., Ltd. | [6 empty] | Cabinet | SEL1-6-1-C-001-G1103 | U6-A1 | U6-B1 | U-A1-04 | U-B1-04 | [11 empty] | AG12 | 6-G1103 | G1103 | C-001 | 1 | 6 | SEL1 | [9 empty] | PFCKR-OR-000875 | PFCKR-IB-00034017 |  |  |  | 2.2 | 1.034
Sold | 삼성물산(주)패션부문 | Samsung C&T Fashion Division | SFNKR | [5 empty] | Cabinet | SEL1-6-1-C-002-G2101 | U6-A1 | U6-B1 | U-A1-06 | U-B1-06 | [11 empty] | AG13 | 6-G2101 | G2101 | C-002 | 1 | 6 | SEL1 | [9 empty] | SFBKR-OR-003542 | SFBKR-IB-00045923 |  |  |  | 2.2 | 1.672
Sold | 삼성물산(주)패션부문 | Samsung C&T Fashion Division | SFNKR | [5 empty] | Cabinet | SEL1-6-1-C-002-G2102 | U6-A1 | U6-B1 | U-A1-08 | U-B1-08 | [11 empty] | AG14 | 6-G2102 | G2102 | C-002 | 1 | 6 | SEL1 | [9 empty] | SFBKR-OR-003542 | SFBKR-IB-00045922 |  |  |  | 2.2 | 1.716
Sold | 삼성물산(주)패션부문 | Samsung C&T Fashion Division | SFNKR | [5 empty] | Cabinet | SEL1-6-1-C-002-G2103 | U6-A1 | U6-B1 | U-A1-10 | U-B1-10 | [11 empty] | AG15 | 6-G2103 | G2103 | C-002 | 1 | 6 | SEL1 | [9 empty] | SFBKR-OR-003543 | SFBKR-IB-00045921 |  |  |  | 2.2 | 3.498
Sold | 삼성물산(주)패션부문 | Samsung C&T Fashion Division | SFNKR | [5 empty] | Cabinet | SEL1-6-1-C-002-G2104 | U6-A1 | U6-B1 | U-A1-12 | U-B1-12 | [11 empty] | AG16 | 6-G2104 | G2104 | C-002 | 1 | 6 | SEL1 | [9 empty] | SFBKR-OR-003544 | SFBKR-IB-00045920 |  |  |  | 2.2 | 2.574
Sold | 삼성물산(주)패션부문 | Samsung C&T Fashion Division | SFNKR | [5 empty] | Cabinet | SEL1-6-1-C-002-G2105 | U6-A1 | U6-B1 | U-A1-14 | U-B1-14 | [11 empty] | AG17 | 6-G2105 | G2105 | C-002 | 1 | 6 | SEL1 | [9 empty] | SFBKR-OR-003544 | SFBKR-IB-00045919 |  |  |  | 2.2 | 2.728
Sold | 삼성물산(주)패션부문 | Samsung C&T Fashion Division | SFNKR | [5 empty] | Cabinet | SEL1-6-1-C-002-G2106 | U6-A1 | U6-B1 | U-A1-16 | U-B1-16 | [11 empty] | AG18 | 6-G2106 | G2106 | C-002 | 1 | 6 | SEL1 | [9 empty] | SFBKR-OR-003545 | SFBKR-IB-00045918 |  |  |  | 2.2 | 2.31
Sold | 삼성물산(주)패션부문 | Samsung C&T Fashion Division | SFNKR | [5 empty] | Cabinet | SEL1-6-1-C-002-G2107 | U6-A4 | U6-B4 | U-A4-19 | U-B4-19 | [11 empty] | AG19 | 6-G2107 | G2107 | C-002 | 1 | 6 | SEL1 | [9 empty] | SFBKR-OR-003545 | SFBKR-IB-00045917 |  |  |  | 2.2 | 0
Reserved | [8 empty] | Cabinet | SEL1-6-1-C-002-G2108 | U6-A4 | U6-B4 | [13 empty] | AG20 | 6-G2108 | G2108 | C-002 | 1 | 6 | SEL1 | [9 empty] | SFBKR-OR-003545 | SFBKR-IB-00045916 |  |  |  | 2.2 | 0
Available | [8 empty] | Cabinet | SEL1-6-1-S-010-A101 |  |  | - | - | [11 empty] | AE10 | 6-A101 | A101 | S-010 | 1 | 6 | SEL1 | [15 empty] | 0.682
Available | [8 empty] | Cabinet | SEL1-6-1-S-010-A102 | U6-A6 | U6-B6 | U6-A6-46 | U6-B6-46 | [11 empty] | AE11 | 6-A102 | A102 | S-010 | 1 | 6 | SEL1 | [15 empty] | 0
Available | [8 empty] | Cabinet | SEL1-6-1-S-010-A103 | U6-A6 | U6-B6 | U6-A6-44 | U6-B6-44 | [11 empty] | AE12 | 6-A103 | A103 | S-010 | 1 | 6 | SEL1 | [15 empty] | 0
Available | [8 empty] | Cabinet | SEL1-6-1-S-010-A104 | U6-A6 | U6-B6 | U6-A6-42 | U6-B6-42 | [11 empty] | AE13 | 6-A104 | A104 | S-010 | 1 | 6 | SEL1 | [15 empty] | 0
Available | [8 empty] | Cabinet | SEL1-6-1-S-010-A105 | U6-A6 | U6-B6 | U6-A6-40 | U6-B6-40 | [11 empty] | AE14 | 6-A105 | A105 | S-010 | 1 | 6 | SEL1 | [15 empty] | 0
Available | [8 empty] | Cabinet | SEL1-6-1-S-010-A106 | U6-A6 | U6-B6 | U6-A6-38 | U6-B6-38 | [11 empty] | AE15 | 6-A106 | A106 | S-010 | 1 | 6 | SEL1 | [15 empty] | 0
Available | [8 empty] | Cabinet | SEL1-6-1-S-010-A107 | U6-A6 | U6-B6 | U6-A6-36 | U6-B6-36 | [11 empty] | AE16 | 6-A107 | A107 | S-010 | 1 | 6 | SEL1 | [15 empty] | 0
Available | [8 empty] | Cabinet | SEL1-6-1-S-010-A108 |  |  | - | - | [11 empty] | AE17 | 6-A108 | A108 | S-010 | 1 | 6 | SEL1 | [15 empty] | 0
Available | [8 empty] | Cabinet | SEL1-6-1-S-010-A109 |  |  | - | - | [11 empty] | AE18 | 6-A109 | A109 | S-010 | 1 | 6 | SEL1 | [15 empty] | 0.902
Available | [8 empty] | Cabinet | SEL1-6-1-S-010-A110 |  |  | - | - | [11 empty] | AE19 | 6-A110 | A110 | S-010 | 1 | 6 | SEL1 | [15 empty] | 0.77
Available | [8 empty] | Cabinet | SEL1-6-1-S-010-A201 |  |  | - | - | [11 empty] | AD10 | 6-A201 | A201 | S-010 | 1 | 6 | SEL1 | [15 empty] | 1.078
Available | [8 empty] | Cabinet | SEL1-6-1-S-010-A202 | U6-A2 | U6-B2 | U6-A2-18 | U6-B2-18 | [11 empty] | AD11 | 6-A202 | A202 | S-010 | 1 | 6 | SEL1 | [15 empty] | 0.814
Available | [8 empty] | Cabinet | SEL1-6-1-S-010-A203 | U6-A2 | U6-B2 | U6-A2-16 | U6-B2-16 | [11 empty] | AD12 | 6-A203 | A203 | S-010 | 1 | 6 | SEL1 | [15 empty] | 1.298
Available | [8 empty] | Cabinet | SEL1-6-1-S-010-A204 | U6-A6 | U6-B6 | U6-A6-49 | U6-B6-49 | [11 empty] | AD13 | 6-A204 | A204 | S-010 | 1 | 6 | SEL1 | [15 empty] | 1.562
Available | [8 empty] | Cabinet | SEL1-6-1-S-010-A205 | U6-A6 | U6-B6 | U6-A6-51 | U6-B6-51 | [11 empty] | AD14 | 6-A205 | A205 | S-010 | 1 | 6 | SEL1 | [15 empty] | 0.99
Available | [8 empty] | Cabinet | SEL1-6-1-S-010-A206 | U6-A6 | U6-B6 | U6-A6-53 | U6-B6-53 | [11 empty] | AD15 | 6-A206 | A206 | S-010 | 1 | 6 | SEL1 | [15 empty] | 1.694
Available | [8 empty] | Cabinet | SEL1-6-1-S-010-A207 | U6-A6 | U6-B6 | U6-A6-54 | U6-B6-54 | [11 empty] | AD16 | 6-A207 | A207 | S-010 | 1 | 6 | SEL1 | [15 empty] | 0
Available | [8 empty] | Cabinet | SEL1-6-1-S-010-A208 |  |  | - | - | [11 empty] | AD17 | 6-A208 | A208 | S-010 | 1 | 6 | SEL1 | [15 empty] | 0
Available | [8 empty] | Cabinet | SEL1-6-1-S-010-A209 |  |  | - | - | [11 empty] | AD18 | 6-A209 | A209 | S-010 | 1 | 6 | SEL1 | [15 empty] | 1.298
Available | [8 empty] | Cabinet | SEL1-6-1-S-010-A210 |  |  | - | - | [11 empty] | AD19 | 6-A210 | A210 | S-010 | 1 | 6 | SEL1 | [15 empty] | 0.77
Available | [8 empty] | Cabinet | SEL1-6-1-S-010-A303 | U6-A1 | U6-B1 | U-A1-48 | U-B1-48 | [11 empty] | AC12 | 6-A303 | A303 | S-010 | 1 | 6 | SEL1 | [15 empty] | 0.88
Available | [8 empty] | Cabinet | SEL1-6-1-S-010-A304 | U6-A6 | U6-B6 | U6-A6-14 | U6-B6-14 | 고객없음 | [10 empty] | AC13 | 6-A304 | A304 | S-010 | 1 | 6 | SEL1 | [15 empty] | 0.594
Available | [8 empty] | Cabinet | SEL1-6-1-S-010-A305 | U6-A6 | U6-B6 | U6-A6-12 | U6-B6-12 | [11 empty] | AC14 | 6-A305 | A305 | S-010 | 1 | 6 | SEL1 | [15 empty] | 0
Available | [8 empty] | Cabinet | SEL1-6-1-S-010-A306 | U6-A6 | U6-B6 | U6-A6-10 | U6-B6-10 | [11 empty] | AC15 | 6-A306 | A306 | S-010 | 1 | 6 | SEL1 | [15 empty] | 0
Available | [8 empty] | Cabinet | SEL1-6-1-S-010-A307 | U6-A6 | U6-B6 | U6-A6-08 | U6-B6-08 | [11 empty] | AC16 | 6-A307 | A307 | S-010 | 1 | 6 | SEL1 | [15 empty] | 0
Available | [8 empty] | Cabinet | SEL1-6-1-S-010-A308 |  |  | - | - | [11 empty] | AC17 | 6-A308 | A308 | S-010 | 1 | 6 | SEL1 | [15 empty] | 0
Available | [8 empty] | Cabinet | SEL1-6-1-S-010-A309 |  |  | - | - | [11 empty] | AC18 | 6-A309 | A309 | S-010 | 1 | 6 | SEL1 | [15 empty] | 0
Available | [8 empty] | Cabinet | SEL1-6-1-S-010-A310 |  |  | - | - | [11 empty] | AC19 | 6-A310 | A310 | S-010 | 1 | 6 | SEL1 | [15 empty] | 0
Available | [8 empty] | Cabinet | SEL1-6-1-S-010-A403 | U6-A2 | U6-B2 | U-A2-33 | U-B2-33 | [11 empty] | AB12 | 6-A403 | A403 | S-010 | 1 | 6 | SEL1 | [15 empty] | 0
Available | [8 empty] | Cabinet | SEL1-6-1-S-010-A404 | U6-A6 | U6-B6 | U6-A6-28 | U6-B6-28 | [11 empty] | AB13 | 6-A404 | A404 | S-010 | 1 | 6 | SEL1 | [15 empty] | 0
Available | [8 empty] | Cabinet | SEL1-6-1-S-010-A405 | U6-A6 | U6-B6 | U6-A6-26 | U6-B6-26 | [11 empty] | AB14 | 6-A405 | A405 | S-010 | 1 | 6 | SEL1 | [15 empty] | 0
Available | [8 empty] | Cabinet | SEL1-6-1-S-010-A406 | U6-A6 | U6-B6 | U6-A6-24 | U6-B6-24 | [11 empty] | AB15 | 6-A406 | A406 | S-010 | 1 | 6 | SEL1 | [15 empty] | 0
Available | [8 empty] | Cabinet | SEL1-6-1-S-010-A407 | U6-A6 | U6-B6 | U6-A6-22 | U6-B6-22 | [11 empty] | AB16 | 6-A407 | A407 | S-010 | 1 | 6 | SEL1 | [15 empty] | 0
Available | [8 empty] | Cabinet | SEL1-6-1-S-010-A408 |  |  | - | - | [11 empty] | AB17 | 6-A408 | A408 | S-010 | 1 | 6 | SEL1 | [15 empty] | 2.244
Available | [8 empty] | Cabinet | SEL1-6-1-S-010-A409 |  |  | - | - | [11 empty] | AB18 | 6-A409 | A409 | S-010 | 1 | 6 | SEL1 | [15 empty] | 2.244
Available | [8 empty] | Cabinet | SEL1-6-1-S-010-A410 |  |  | - | - | [11 empty] | AB19 | 6-A410 | A410 | S-010 | 1 | 6 | SEL1 | [15 empty] | 2.64
Available | [8 empty] | Cabinet | SEL1-6-1-S-010-A503 |  |  | - | - | [11 empty] | V18 | 6-A503 | A503 | S-010 | 1 | 6 | SEL1 | [15 empty] | 2.75
Available | [8 empty] | Cabinet | SEL1-6-1-S-010-A504 | U6-A2 | U6-B2 | U-A2-24 | U-B2-24 | U-A2-22 | U-B2-22 | [9 empty] | V17 | 6-A504 | A504 | S-010 | 1 | 6 | SEL1
Available | [8 empty] | Cabinet | SEL1-6-1-S-010-A505 | U6-A2 | U6-B2 | U-A2-26 | U-B2-26 | U-A2-38 | U-B2-38 | [9 empty] | V16 | 6-A505 | A505 | S-010 | 1 | 6 | SEL1
Available | [8 empty] | Cabinet | SEL1-6-1-S-010-A506 | U6-A2 | U6-B2 | U-A2-28 | U-B2-28 | [11 empty] | V15 | 6-A506 | A506 | S-010 | 1 | 6 | SEL1
Available | [8 empty] | Cabinet | SEL1-6-1-S-010-A507 | U6-A2 | U6-B2 | U-A2-30 | U-B2-30 | [11 empty] | V14 | 6-A507 | A507 | S-010 | 1 | 6 | SEL1
Available | [8 empty] | Cabinet | SEL1-6-1-S-010-A508 | U6-A2 | U6-B2 | U-A2-32 | U-B2-32 | [11 empty] | V13 | 6-A508 | A508 | S-010 | 1 | 6 | SEL1
Available | [8 empty] | Cabinet | SEL1-6-1-S-010-A509 | U6-A2 | U6-B2 | U-A2-34 | U-B2-34 | [11 empty] | V12 | 6-A509 | A509 | S-010 | 1 | 6 | SEL1
Available | [8 empty] | Cabinet | SEL1-6-1-S-010-A510 | U6-A2 | U6-B2 | U-A2-36 | U-B2-36 | [11 empty] | V11 | 6-A510 | A510 | S-010 | 1 | 6 | SEL1
Available | [8 empty] | Cabinet | SEL1-6-1-S-010-A603 |  |  | - | - | [11 empty] | W18 | 6-A603 | A603 | S-010 | 1 | 6 | SEL1
Available | [8 empty] | Cabinet | SEL1-6-1-S-010-A604 | U6-A2 | U6-B2 | U-A2-40 | U-B2-40 | [11 empty] | W17 | 6-A604 | A604 | S-010 | 1 | 6 | SEL1
Available | [8 empty] | Cabinet | SEL1-6-1-S-010-A605 | U6-A2 | U6-B2 | U-A2-42 | U-B2-42 | [11 empty] | W16 | 6-A605 | A605 | S-010 | 1 | 6 | SEL1
Available | [8 empty] | Cabinet | SEL1-6-1-S-010-A606 | U6-A2 | U6-B2 | U-A2-44 | U-B2-44 | [11 empty] | W15 | 6-A606 | A606 | S-010 | 1 | 6 | SEL1
Available | [8 empty] | Cabinet | SEL1-6-1-S-010-A607 | U6-A2 | U6-B2 | U-A2-46 | U-B2-46 | [11 empty] | W14 | 6-A607 | A607 | S-010 | 1 | 6 | SEL1
Available | [8 empty] | Cabinet | SEL1-6-1-S-010-A608 | U6-A2 | U6-B2 | U-A2-48 | U-B2-48 | [11 empty] | W13 | 6-A608 | A608 | S-010 | 1 | 6 | SEL1
Available | [8 empty] | Cabinet | SEL1-6-1-S-010-A609 | U6-A5 | U6-B5 | U6-A5-01 | U6-B5-01 | [11 empty] | W12 | 6-A609 | A609 | S-010 | 1 | 6 | SEL1
Available | [8 empty] | Cabinet | SEL1-6-1-S-010-A610 | U6-A5 | U6-B5 | U6-A5-03 | U6-B5-03 | [11 empty] | W11 | 6-A610 | A610 | S-010 | 1 | 6 | SEL1
Sold | 주식회사 씨엘엠앤에스 | CLMNS | CLMKR | [5 empty] | Cabinet | SEL1-6-1-S-010-A706 | U6-A5 | U6-B5 | U6-A5-11 | U6-B5-11 | [11 empty] | X15 | 6-A706 | A706 | S-010 | 1 | 6 | SEL1 | [8 empty] | Half -> Full | CLMKR-OR-003303 | CLMKR-IB-00035251 Half |  |  |  | 1.1 | 0.572
Sold | 주식회사 씨엘엠앤에스 | CLMNS | CLMKR | [5 empty] | Cabinet | SEL1-6-1-S-010-A707 | U6-A5 | U6-B5 | U6-A5-13 | U6-B5-13 | [11 empty] | X14 | 6-A707 | A707 | S-010 | 1 | 6 | SEL1 | [9 empty] | CLMKR-OR-003302 | CLMKR-IB-00035253 |  |  |  | 2.2 | 1.1
Sold | 주식회사 씨엘엠앤에스 | CLMNS | CLMKR | [5 empty] | Cabinet | SEL1-6-1-S-010-A708 | U6-A5 | U6-B5 | U6-A5-15 | U6-B5-15 | [11 empty] | X13 | 6-A708 | A708 | S-010 | 1 | 6 | SEL1 | [9 empty] | CLMKR-OR-003301 | CLMKR-IB-00035254 |  |  |  | 2.2 | 1.364
Sold | 주식회사 씨엘엠앤에스 | CLMNS | CLMKR | [5 empty] | Cabinet | SEL1-6-1-S-010-A709 | U6-A5 | U6-B5 | U6-A5-17 | U6-B5-17 | [11 empty] | X12 | 6-A709 | A709 | S-010 | 1 | 6 | SEL1 | [8 empty] | Half | CLMKR2-OR-003308 | CLMKR2-IB-00035255 Half |  |  |  | 1.1 | 0.308
Stranded | DEK | Digital Edge Korea | [6 empty] | Cabinet | SEL1-6-1-S-010-A710 | U6-A5 | U6-B5 | U6-A5-19 | U6-B5-19 | [11 empty] | X11 | 6-A710 | A710 | S-010 | 1 | 6 | SEL1 | [15 empty] | 1.782
Sold | 파일러 | Pyler | PYTKR | [5 empty] | Cabinet | SEL1-6-1-S-010-A806 | U6-A5 | U6-B5 | U6-A5-27 | U6-B5-27 | [11 empty] | Y15 | 6-A806 | A806 | S-010 | 1 | 6 | SEL1 | [9 empty] | PYTKR-OR-001069 | PYTKR-IB-00034058 |  |  |  | 12 | 2.552
Sold | 파일러 | Pyler | PYTKR | [5 empty] | Cabinet | SEL1-6-1-S-010-A807 | U6-A5 | U6-B5 | U6-A5-29 | U6-B5-29 | [11 empty] | Y14 | 6-A807 | A807 | S-010 | 1 | 6 | SEL1 | [9 empty] | PYTKR-OR-005892 | PYTKR-IB-000106358 |  |  |  | 12
Sold | 세종텔레콤 | Servis | SVIKR |  |  |  | 세종텔레콤 |  | Cabinet | SEL1-6-1-S-010-A808 | U6-A5 | U6-B5 | U6-A5-31 | U6-B5-31 | [11 empty] | Y13 | 6-A808 | A808 | S-010 | 1 | 6 | SEL1 |  |  | 2 |  |  |  | 2 |  | quarter -> Half | SJTKR-OR-004030-CO1 |  |  | ㈜서브이즈 | O | 1.6 | 0.286
Sold | 세종텔레콤 | Terrapin Tech Co., Ltd. | TRFKR |  |  |  | 세종텔레콤 |  | Cabinet | SEL1-6-1-S-010-A809 | U6-A5 | U6-B5 | U6-A5-33 | U6-B5-33 | [11 empty] | Y12 | 6-A809 | A809 | S-010 | 1 | 6 | SEL1 | [8 empty] | quarter -> Full | SJTKR-OR-004030-CO1 | TRFKR-IB-00035591 Quarter |  | 주식회사 테라핀테크 | O | 1.6 | 0.418
Sold | 세종텔레콤 | Sejong Telecom Inc. | SJTKR |  |  |  | 세종텔레콤 |  | Cabinet | SEL1-6-1-S-010-A810 | U6-A5 | U6-B5 | U6-A5-35 | U6-B5-35 | [11 empty] | Y11 | 6-A810 | A810 | S-010 | 1 | 6 | SEL1 |  |  | 8 | 8 |  |  |  |  | quarter -> Half | SJTKR-OR-004030-CO1 |  |  |  | O | 1.6 | 0.224
Available | [8 empty] | Cabinet | SEL1-6-1-S-010-B115 | [15 empty] | S10 | 6-B115 | B115 | S-010 | 1 | 6 | SEL1
Available | [8 empty] | Cabinet | SEL1-6-1-S-010-B116 | U6-A4 | U6-B4 | U-A4-23 | U-B4-23 | [11 empty] | S11 | 6-B116 | B116 | S-010 | 1 | 6 | SEL1
Available | [8 empty] | Cabinet | SEL1-6-1-S-010-B117 | U6-A4 | U6-B4 | U-A4-25 | U-B4-25 | [11 empty] | S12 | 6-B117 | B117 | S-010 | 1 | 6 | SEL1
Available | [8 empty] | Cabinet | SEL1-6-1-S-010-B118 | U6-A4 | U6-B4 | U-A4-27 | U-B4-27 | U-A4-49 | U-B4-49 | [9 empty] | S13 | 6-B118 | B118 | S-010 | 1 | 6 | SEL1
Available | [8 empty] | Cabinet | SEL1-6-1-S-010-B119 | U6-A4 | U6-B4 | U-A4-29 | U-B4-29 | [11 empty] | S14 | 6-B119 | B119 | S-010 | 1 | 6 | SEL1
Available | [8 empty] | Cabinet | SEL1-6-1-S-010-B120 | U6-A4 | U6-B4 | U-A4-31 | U-B4-31 | U-A4-47 | U-B4-47 | [9 empty] | S15 | 6-B120 | B120 | S-010 | 1 | 6 | SEL1
Available | [8 empty] | Cabinet | SEL1-6-1-S-010-B121 | U6-A4 | U6-B4 | U-A4-33 | U-B4-33 | [11 empty] | S16 | 6-B121 | B121 | S-010 | 1 | 6 | SEL1
Available | [8 empty] | Cabinet | SEL1-6-1-S-010-B122 |  |  | - | - | [11 empty] | S17 | 6-B122 | B122 | S-010 | 1 | 6 | SEL1
Available | [8 empty] | Cabinet | SEL1-6-1-S-010-B123 |  |  | - | - | [11 empty] | S18 | 6-B123 | B123 | S-010 | 1 | 6 | SEL1
Available | [8 empty] | Cabinet | SEL1-6-1-S-010-B124 |  |  | - | - | [11 empty] | S19 | 6-B124 | B124 | S-010 | 1 | 6 | SEL1
Available | [8 empty] | Cabinet | SEL1-6-1-S-010-B125 |  |  | - | - | [11 empty] | S20 | 6-B125 | B125 | S-010 | 1 | 6 | SEL1
Sold | 넷타겟 | Net Target | [6 empty] | Cabinet | SEL1-6-1-S-010-B201 |  |  | - | - | [11 empty] | AA10 | 6-B201 | B201 | S-010 | 1 | 6 | SEL1 | [9 empty] | NTGKR-OR-003442 | NTGKR-IB-00035447 |  |  |  | 2.2 | 0.858
Stranded | DEK | Digital Edge Korea | DTEKR |  |  |  | IES.YSM.S61, S62, S63 |  | Cabinet | SEL1-6-1-S-010-B202 | U6-A1 | U6-B1 | U-A1-27 | U-B1-27 | [11 empty] | AA11 | 6-B202 | B202 | S-010 | 1 | 6 | SEL1 |  |  | 4 |  |  | 4 |  |  |  |  | DEK-IB-00045947 |  |  |  |  | 0.506
Stranded | DEK | Digital Edge Korea | DTEKR | [5 empty] | Cabinet | SEL1-6-1-S-010-B203 | U6-A1 | U6-B1 | U-A1-29 | U-B1-29 | [11 empty] | AA12 | 6-B203 | B203 | S-010 | 1 | 6 | SEL1 | [10 empty] | DEK-IB-00045946 |  |  |  |  | 0
Sold | 넷타겟 | Net Target | [6 empty] | Cabinet | SEL1-6-1-S-010-B204 | U6-A1 | U6-B1 | U-A1-31 | U-B1-31 | [11 empty] | AA13 | 6-B204 | B204 | S-010 | 1 | 6 | SEL1 | [9 empty] | NTGKR-OR-003443 | NTGKR-IB-00035448 |  |  |  | 2.2 | 0.154
Sold | 넷타겟 | Net Target | [6 empty] | Cabinet | SEL1-6-1-S-010-B205 | U6-A1 | U6-B1 | U-A1-33 | U-B1-33 | [11 empty] | AA14 | 6-B205 | B205 | S-010 | 1 | 6 | SEL1 | [9 empty] | NTGKR-OR-003443 | NTGKR-IB-00035449 |  |  |  | 2.2 | 0.682
Sold | 넷타겟 | Net Target | [6 empty] | Cabinet | SEL1-6-1-S-010-B206 | U6-A1 | U6-B1 | U-A1-35 | U-B1-35 | [11 empty] | AA15 | 6-B206 | B206 | S-010 | 1 | 6 | SEL1 | [9 empty] | NTGKR-OR-003443-CO2 | NTGKR-IB-00035448 |  |  |  | 6 | 0.946
Available | [8 empty] | Cabinet | SEL1-6-1-S-010-B207 | U6-A1 | U6-B1 | U-A1-37 | U-B1-37 | [11 empty] | AA16 | 6-B207 | B207 | S-010 | 1 | 6 | SEL1 | [14 empty] | 6 | 0.924
Sold | 넷타겟 | Net Target | [6 empty] | Cabinet | SEL1-6-1-S-010-B208 | U6-A1 | U6-B1 | U-A1-39 | U-B1-39 | [11 empty] | AA17 | 6-B208 | B208 | S-010 | 1 | 6 | SEL1 | [15 empty] | 0.506
Reserved | 파이오링크 | Piolink | [6 empty] | Cabinet | SEL1-6-1-S-010-B209 | U6-A1 | U6-B1 | U-A1-41 | U-B1-41 | U-A1-43 | U-B1-43 | [9 empty] | AA18 | 6-B209 | B209 | S-010 | 1 | 6 | SEL1 | [15 empty] | 0
Sold | 주식회사 알엑스엔 | RXN Co., Ltd. | RXNKR | [5 empty] | Cabinet | SEL1-6-1-S-010-B210 | U6-A1 | U6-B1 | U-A1-49 | U-B1-30 | [11 empty] | AA19 | 6-B210 | B210 | S-010 | 1 | 6 | SEL1 | [9 empty] | RXNKR-OR-008309 | RXNKR-IB-000124941 |  |  |  | 4.4
Stranded | DEK | Digital Edge Korea | [6 empty] | Cabinet | SEL1-6-1-S-010-B211 |  |  | - | - | [11 empty] | AA20 | 6-B211 | B211 | S-010 | 1 | 6 | SEL1
Available | [8 empty] | Cabinet | SEL1-6-1-S-010-B215 | [15 empty] | R10 | 6-B215 | B215 | S-010 | 1 | 6 | SEL1
Available | [8 empty] | Cabinet | SEL1-6-1-S-010-B216 | U6-A1 | U6-B1 | U-A1-45 | U-B1-45 | [11 empty] | R11 | 6-B216 | B216 | S-010 | 1 | 6 | SEL1
Available | [8 empty] | Cabinet | SEL1-6-1-S-010-B217 | U6-A1 | U6-B1 | U-A1-47 | U-B1-47 | [11 empty] | R12 | 6-B217 | B217 | S-010 | 1 | 6 | SEL1
Available | [8 empty] | Cabinet | SEL1-6-1-S-010-B218 | U6-A5 | U6-B5 | U6-A5-48 | U6-B5-48 | [11 empty] | R13 | 6-B218 | B218 | S-010 | 1 | 6 | SEL1
Available | [8 empty] | Cabinet | SEL1-6-1-S-010-B219 | U6-A1 | U6-B1 | U-A1-18 | U-B1-34 | [11 empty] | R14 | 6-B219 | B219 | S-010 | 1 | 6 | SEL1
Available | [8 empty] | Cabinet | SEL1-6-1-S-010-B220 | U6-A1 | U6-B1 | U-A1-20 | U-B1-20 | [11 empty] | R15 | 6-B220 | B220 | S-010 | 1 | 6 | SEL1 |  |  | 12 | 4 |  | 8
Available | [8 empty] | Cabinet | SEL1-6-1-S-010-B221 | U6-A1 | U6-B1 | U-A1-22 | U-B1-22 | [11 empty] | R16 | 6-B221 | B221 | S-010 | 1 | 6 | SEL1
Available | [6 empty] | 인프로 |  | Cabinet | SEL1-6-1-S-010-B222 | U6-A1 | U6-B1 | U-A1-24 | U-B1-24 | [11 empty] | R17 | 6-B222 | B222 | S-010 | 1 | 6 | SEL1 |  |  | 12 | 8 |  | 4
Available | [8 empty] | Cabinet | SEL1-6-1-S-010-B223 | U6-A1 | U6-B1 | U-A1-26 | U-B1-26 | [11 empty] | R18 | 6-B223 | B223 | S-010 | 1 | 6 | SEL1
Available | [8 empty] | Cabinet | SEL1-6-1-S-010-B224 | U6-A1 | U6-B1 | U-A1-28 | U-B1-28 | [11 empty] | R19 | 6-B224 | B224 | S-010 | 1 | 6 | SEL1
Available | [8 empty] | Cabinet | SEL1-6-1-S-010-B225 |  |  | - | - | [11 empty] | R20 | 6-B225 | B225 | S-010 | 1 | 6 | SEL1
Sold | 주식회사 알엑스엔 | RXN Co., Ltd. | RXNKR | [5 empty] | Cabinet | SEL1-6-1-S-010-B301 | U6-A5 | U6-B5 | U6-A5-37 | U6-B5-37 | [11 empty] | U10 | 6-B301 | B301 | S-010 | 1 | 6 | SEL1 | [9 empty] | RXNKR-OR-003539 |  |  |  |  | 2.2 | 3.322
Sold | (주)디브이에스네트워크코리아 | DVS Network Korea Co., Ltd. | DVSKR | [5 empty] | Cabinet | SEL1-6-1-S-010-B302 | U6-A5 | U6-B5 | U6-A5-39 | U6-B5-39 | [11 empty] | U11 | 6-B302 | B302 | S-010 | 1 | 6 | SEL1 |  |  | 5 | 3 |  | 2 |  |  | Half | DVSKR-OR-003326 | DVSKR-IB-00035371 Half |  |  |  |  | 0.44
Sold | 주식회사듀시스템 | Du System Co., Ltd. | DUSKR | [5 empty] | Cabinet | SEL1-6-1-S-010-B303 | U6-A5 | U6-B5 | U6-A5-41 | U6-B5-41 | [11 empty] | U12 | 6-B303 | B303 | S-010 | 1 | 6 | SEL1 | [8 empty] | Half -> Full | DUSKR-OR-003325 | DUSKR-IB-00035370 Half |  |  |  | 1.1 | 0.418
Sold | 주식회사 알엑스엔 | RXN Co., Ltd. | RXNKR | [5 empty] | Cabinet | SEL1-6-1-S-010-B304 | U6-A5 | U6-B5 | U6-A5-43 | U6-B5-43 | [11 empty] | U13 | 6-B304 | B304 | S-010 | 1 | 6 | SEL1 | [9 empty] | RXNKR-OR-003539 | RXNKR-IB-00035479 |  |  |  | 2.2 | 2.156
Sold | 주식회사 알엑스엔 | RXN Co., Ltd. | RXNKR | [5 empty] | Cabinet | SEL1-6-1-S-010-B305 | U6-A5 | U6-B5 | U6-A5-45 | U6-B5-45 | [11 empty] | U14 | 6-B305 | B305 | S-010 | 1 | 6 | SEL1 | [9 empty] | RXNKR-OR-003539 | RXNKR-IB-00035480 |  |  |  | 2.2 | 1.76
Sold | 주식회사 알엑스엔 | RXN Co., Ltd. | RXNKR | [5 empty] | Cabinet | SEL1-6-1-S-010-B306 | U6-A5 | U6-B5 | U6-A5-47 | U6-B5-47 | [11 empty] | U15 | 6-B306 | B306 | S-010 | 1 | 6 | SEL1 | [9 empty] | RXNKR-OR-003539 |  |  |  |  | 2.2 | 6.336
Sold | 파이오링크 | Piolink Co., Ltd. | PLKKR | [5 empty] | Cabinet | SEL1-6-1-S-010-B307 | U6-A5 | U6-B5 | U6-A5-49 | U6-B5-49 | [11 empty] | U16 | 6-B307 | B307 | S-010 | 1 | 6 | SEL1 | [9 empty] | PLKKR-OR-003533 | PLKKR-IB-00035472 |  |  |  | 2.2 | 2.002
Sold | 주식회사 알엑스엔 | RXN Co., Ltd. | RXNKR | [5 empty] | Cabinet | SEL1-6-1-S-010-B308 | U6-A5 | U6-B5 | U6-A5-51 | U6-B5-51 | [11 empty] | U17 | 6-B308 | B308 | S-010 | 1 | 6 | SEL1 | [9 empty] | RXNKR-OR-003539 |  |  |  |  | 2.2 | 5.368
Sold | 주식회사 알엑스엔 | RXN Co., Ltd. | RXNKR | [5 empty] | Cabinet | SEL1-6-1-S-010-B309 | U6-A5 | U6-B5 | U6-A5-53 | U6-B5-53 | [11 empty] | U18 | 6-B309 | B309 | S-010 | 1 | 6 | SEL1 | [9 empty] | RXNKR-OR-003538 |  |  |  |  | 2.2 | 2.772
Sold | 주식회사 알엑스엔 | RXN Co., Ltd. | RXNKR | [5 empty] | Cabinet | SEL1-6-1-S-010-B310 |  |  | - | - | [11 empty] | U19 | 6-B310 | B310 | S-010 | 1 | 6 | SEL1 | [9 empty] | RXNKR-OR-003538 |  |  |  |  | 2.2 | 3.344
Sold | 주식회사 알엑스엔 | RXN Co., Ltd. | RXNKR | [5 empty] | Cabinet | SEL1-6-1-S-010-B311 |  |  | - | - | [11 empty] | U20 | 6-B311 | B311 | S-010 | 1 | 6 | SEL1 | [15 empty] | 2.332
Available | [8 empty] | Cabinet | SEL1-6-1-S-010-B315 | [15 empty] | Q10 | 6-B315 | B315 | S-010 | 1 | 6 | SEL1
Available | [8 empty] | Cabinet | SEL1-6-1-S-010-B316 | U6-A5 | U6-B5 | U6-A5-20 | U6-B5-20 | [11 empty] | Q11 | 6-B316 | B316 | S-010 | 1 | 6 | SEL1
Available | [8 empty] | Cabinet | SEL1-6-1-S-010-B317 | U6-A5 | U6-B5 | U6-A5-22 | U6-B5-22 | [11 empty] | Q12 | 6-B317 | B317 | S-010 | 1 | 6 | SEL1
Available | [8 empty] | Cabinet | SEL1-6-1-S-010-B318 | U6-A5 | U6-B5 | U6-A5-24 | U6-B5-24 | [11 empty] | Q13 | 6-B318 | B318 | S-010 | 1 | 6 | SEL1
Available | [8 empty] | Cabinet | SEL1-6-1-S-010-B319 | U6-A5 | U6-B5 | U6-A5-26 | U6-B5-26 | [11 empty] | Q14 | 6-B319 | B319 | S-010 | 1 | 6 | SEL1
Available | [8 empty] | Cabinet | SEL1-6-1-S-010-B320 | U6-A5 | U6-B5 | U6-A5-28 | U6-B5-28 | [11 empty] | Q15 | 6-B320 | B320 | S-010 | 1 | 6 | SEL1
Available | [8 empty] | Cabinet | SEL1-6-1-S-010-B321 | U6-A5 | U6-B5 | U6-A5-30 | U6-B5-30 | [11 empty] | Q16 | 6-B321 | B321 | S-010 | 1 | 6 | SEL1
Available | [8 empty] | Cabinet | SEL1-6-1-S-010-B322 | U6-A5 | U6-B5 | U6-A5-32 | U6-B5-32 | [11 empty] | Q17 | 6-B322 | B322 | S-010 | 1 | 6 | SEL1
Available | [8 empty] | Cabinet | SEL1-6-1-S-010-B323 | U6-A5 | U6-B5 | U6-A5-34 | U6-B5-34 | [11 empty] | Q18 | 6-B323 | B323 | S-010 | 1 | 6 | SEL1
Available | [8 empty] | Cabinet | SEL1-6-1-S-010-B324 | U6-A5 | U6-B5 | U6-A5-36 | U6-B5-36 | [11 empty] | Q19 | 6-B324 | B324 | S-010 | 1 | 6 | SEL1
Available | [8 empty] | Cabinet | SEL1-6-1-S-010-B325 |  |  | - | - | [11 empty] | Q20 | 6-B325 | B325 | S-010 | 1 | 6 | SEL1
Sold | 주식회사 메타넷티플랫폼 | Metanet T Platform Co., Ltd. | [6 empty] | Cabinet | SEL1-6-1-S-010-B401 |  |  | - | - | [11 empty] | T10 | 6-B401 | B401 | S-010 | 1 | 6 | SEL1 | [9 empty] | MTPKR-OR-003433 | MTPKR-IB-00035442 |  |  |  | 2.2 | 0
Sold | 주식회사 메타넷티플랫폼 | Metanet T Platform Co., Ltd. | [6 empty] | Cabinet | SEL1-6-1-S-010-B402 | U6-A5 | U6-B5 | U6-A5-02 | U6-B5-02 | [11 empty] | T11 | 6-B402 | B402 | S-010 | 1 | 6 | SEL1 | [9 empty] | MTPKR-OR-003433 | MTPKR-IB-00035443 |  |  |  | 2.2 | 3.542
Sold | 주식회사 유아이윈스 | U.I.WINS | UIWKR | [5 empty] | Cabinet | SEL1-6-1-S-010-B403 | U6-A5 | U6-B5 | U6-A5-04 | U6-B5-04 | [11 empty] | T12 | 6-B403 | B403 | S-010 | 1 | 6 | SEL1 | [9 empty] | UIWKR-OR-003624 | UIWKR-IB-00035593 |  |  |  | 2.2 | 1.804
Sold | 주식회사 이츠인 | ETSIN Co., Ltd. | ITSKR | [5 empty] | Cabinet | SEL1-6-1-S-010-B404 | U6-A5 | U6-B5 | U6-A5-06 | U6-B5-06 | [11 empty] | T13 | 6-B404 | B404 | S-010 | 1 | 6 | SEL1 |  |  | 21 | 15 |  | 1 | 5 |  |  | ITSKR-OR-003346 | ITSKR-IB-00035394 |  |  |  | 2.2 | 0
Sold | 주식회사 동양엔아이엔씨 | Dongyang & I&C Co., Ltd. | DYIKR | [5 empty] | Cabinet | SEL1-6-1-S-010-B405 | U6-A5 | U6-B5 | U6-A5-08 | U6-B5-08 | [11 empty] | T14 | 6-B405 | B405 | S-010 | 1 | 6 | SEL1 | [8 empty] | Half | DYIKR-OR-003327 | DYIKR-IB-00035372 Half |  |  |  | 1.1 | 1.166
Sold | 주식회사 메타넷티플랫폼 | Metanet T Platform Co., Ltd. | [6 empty] | Cabinet | SEL1-6-1-S-010-B406 | U6-A5 | U6-B5 | U6-A5-10 | U6-B5-10 | U6-A5-54 | U6-B5-54 | [9 empty] | T15 | 6-B406 | B406 | S-010 | 1 | 6 | SEL1 | [9 empty] | MTPKR-OR-003435 | MTPKR-IB-00035444 |  |  |  | 2.2 | 0.132
Sold | (주)엘림넷 | ELIMNET Co., Ltd. | ELNKR | [5 empty] | Cabinet | SEL1-6-1-S-010-B407 | U6-A5 | U6-B5 | U6-A5-12 | U6-B5-12 | [11 empty] | T16 | 6-B407 | B407 | S-010 | 1 | 6 | SEL1 |  |  | 5 | 5 |  |  |  |  | quarter | ELNKR-OR-003330 | ELNKR-IB-00035375 Quarter |  |  |  | 0.55 | 0.242
Sold | (주)마크프로 | MarkPro | MKPKR | [5 empty] | Cabinet | SEL1-6-1-S-010-B408 | U6-A5 | U6-B5 | U6-A5-14 | U6-B5-14 | [11 empty] | T17 | 6-B408 | B408 | S-010 | 1 | 6 | SEL1 |  |  | 14 | 5 | 1 | 8 |  |  |  | MKPKR-OR-003432 | MKPKR-IB-00035440 |  |  |  | 2.2 | 1.65
Sold | (주)마크프로 | MarkPro | MKPKR | [5 empty] | Cabinet | SEL1-6-1-S-010-B409 | U6-A5 | U6-B5 | U6-A5-16 | U6-B5-16 | [11 empty] | T18 | 6-B409 | B409 | S-010 | 1 | 6 | SEL1 |  |  | 17 | 8 | 2 | 7 |  |  |  | MKPKR-OR-003432 | MKPKR-IB-00035441 |  |  |  | 2.2 | 1.672
Sold | 주식회사 에네이 | Enei | [6 empty] | Cabinet | SEL1-6-1-S-010-B410 |  |  | - | - | [11 empty] | T19 | 6-B410 | B410 | S-010 | 1 | 6 | SEL1 | [8 empty] | Half -> Full | ENYKR-OR-003331-CO1 | ENYKR-IB-00035376 Half |  |  |  | 1.1 | 0.66
Sold | 주식회사 에네이 | Enei | [6 empty] | Cabinet | SEL1-6-1-S-010-B411 |  |  | - | - | [11 empty] | T20 | 6-B411 | B411 | S-010 | 1 | 6 | SEL1 | [9 empty] | ENYKR-OR-003332-CO1 | ENYKR-IB-00035377 |  |  |  | 2.2 | 1.958
Available | [8 empty] | Cabinet | SEL1-6-1-S-010-B415 | [15 empty] | P10 | 6-B415 | B415 | S-010 | 1 | 6 | SEL1
Available | [8 empty] | Cabinet | SEL1-6-1-S-010-B416 | U6-A5 | U6-B5 | U6-A5-38 | U6-B5-38 | [11 empty] | P11 | 6-B416 | B416 | S-010 | 1 | 6 | SEL1
Available | [8 empty] | Cabinet | SEL1-6-1-S-010-B417 | U6-A5 | U6-B5 | U6-A5-40 | U6-B5-40 | [11 empty] | P12 | 6-B417 | B417 | S-010 | 1 | 6 | SEL1
Available | [8 empty] | Cabinet | SEL1-6-1-S-010-B418 | U6-A5 | U6-B5 | U6-A5-42 | U6-B5-42 | [11 empty] | P13 | 6-B418 | B418 | S-010 | 1 | 6 | SEL1
Available | [8 empty] | Cabinet | SEL1-6-1-S-010-B419 | U6-A5 | U6-B5 | U6-A5-44 | U6-B5-44 | [11 empty] | P14 | 6-B419 | B419 | S-010 | 1 | 6 | SEL1
Available | [8 empty] | Cabinet | SEL1-6-1-S-010-B420 | U6-A5 | U6-B5 | U6-A5-46 | U6-B5-46 | [11 empty] | P15 | 6-B420 | B420 | S-010 | 1 | 6 | SEL1
Available | [8 empty] | Cabinet | SEL1-6-1-S-010-B421 | U6-A7 | U6-B7 | U6-A7-01 | U6-B7-01 | [11 empty] | P16 | 6-B421 | B421 | S-010 | 1 | 6 | SEL1
Available | [8 empty] | Cabinet | SEL1-6-1-S-010-B422 | U6-A7 | U6-B7 | U6-A7-03 | U6-B7-03 | [11 empty] | P17 | 6-B422 | B422 | S-010 | 1 | 6 | SEL1
Available | [8 empty] | Cabinet | SEL1-6-1-S-010-B423 | U6-A7 | U6-B7 | U6-A7-05 | U6-B7-05 | [11 empty] | P18 | 6-B423 | B423 | S-010 | 1 | 6 | SEL1
Available | [8 empty] | Cabinet | SEL1-6-1-S-010-B424 | U6-A7 | U6-B7 | U6-A7-07 | U6-B7-07 | [11 empty] | P19 | 6-B424 | B424 | S-010 | 1 | 6 | SEL1
Available | [8 empty] | Cabinet | SEL1-6-1-S-010-B425 |  |  | - | - | [11 empty] | P20 | 6-B425 | B425 | S-010 | 1 | 6 | SEL1
Available | [8 empty] | Cabinet | SEL1-6-1-S-010-C101 | [15 empty] | O10 | 6-C101 | C101 | S-010 | 1 | 6 | SEL1
Available | [8 empty] | Cabinet | SEL1-6-1-S-010-C102 | U6-A7 | U6-B7 | U6-A7-52 | U6-B7-52 | [11 empty] | O11 | 6-C102 | C102 | S-010 | 1 | 6 | SEL1
Available | [8 empty] | Cabinet | SEL1-6-1-S-010-C103 | U6-A4 | U6-B4 | U-A4-03 | U-B4-03 | [11 empty] | O12 | 6-C103 | C103 | S-010 | 1 | 6 | SEL1 |  |  | 19 | 17 |  | 2
Available | [8 empty] | Cabinet | SEL1-6-1-S-010-C104 | U6-A4 | U6-B4 | U-A4-05 | U-B4-05 | [11 empty] | O13 | 6-C104 | C104 | S-010 | 1 | 6 | SEL1
Available | [8 empty] | Cabinet | SEL1-6-1-S-010-C105 | U6-A4 | U6-B4 | U-A4-07 | U-B4-07 | [11 empty] | O14 | 6-C105 | C105 | S-010 | 1 | 6 | SEL1 |  |  | 26 | 20 |  | 6
Available | [8 empty] | Cabinet | SEL1-6-1-S-010-C106 | U6-A4 | U6-B4 | U-A4-09 | U-B4-09 | [11 empty] | O15 | 6-C106 | C106 | S-010 | 1 | 6 | SEL1 |  |  | 18 | 18
Available | [8 empty] | Cabinet | SEL1-6-1-S-010-C107 | U6-A4 | U6-B4 | U-A4-11 | U-B4-11 | [11 empty] | O16 | 6-C107 | C107 | S-010 | 1 | 6 | SEL1 |  |  | 14 | 14
Available | [8 empty] | Cabinet | SEL1-6-1-S-010-C108 | U6-A4 | U6-A3 | U-A4-13 | U-A3-31 | [11 empty] | O17 | 6-C108 | C108 | S-010 | 1 | 6 | SEL1 |  |  | 15 | 15
Available | [8 empty] | Cabinet | SEL1-6-1-S-010-C109 | U6-A4 | U6-B4 | U-A4-15 | U-B4-15 | [11 empty] | O18 | 6-C109 | C109 | S-010 | 1 | 6 | SEL1 |  |  | 0
Available | [8 empty] | Cabinet | SEL1-6-1-S-010-C110 | U6-A4 | U6-B4 | U-A4-17 | U-B4-17 | [11 empty] | O19 | 6-C110 | C110 | S-010 | 1 | 6 | SEL1
Available | [8 empty] | Cabinet | SEL1-6-1-S-010-C201 | [15 empty] | N10 | 6-C201 | C201 | S-010 | 1 | 6 | SEL1
Available | [8 empty] | Cabinet | SEL1-6-1-S-010-C202 | U6-A4 | U6-B4 | U-A4-02 | U-B4-02 | [11 empty] | N11 | 6-C202 | C202 | S-010 | 1 | 6 | SEL1
Available | [8 empty] | Cabinet | SEL1-6-1-S-010-C203 | U6-A4 | U6-B4 | U-A4-04 | U-B4-04 | [11 empty] | N12 | 6-C203 | C203 | S-010 | 1 | 6 | SEL1
Available | [8 empty] | Cabinet | SEL1-6-1-S-010-C204 | U6-A4 | U6-B4 | U-A4-06 | U-B4-06 | [11 empty] | N13 | 6-C204 | C204 | S-010 | 1 | 6 | SEL1
Available | [8 empty] | Cabinet | SEL1-6-1-S-010-C205 | U6-A4 | U6-B4 | U-A4-08 | U-B4-08 | [11 empty] | N14 | 6-C205 | C205 | S-010 | 1 | 6 | SEL1
Available | [8 empty] | Cabinet | SEL1-6-1-S-010-C206 | U6-A4 | U6-B4 | U-A4-10 | U-B4-10 | [11 empty] | N15 | 6-C206 | C206 | S-010 | 1 | 6 | SEL1
Available | [8 empty] | Cabinet | SEL1-6-1-S-010-C207 | U6-A4 | U6-B4 | U-A4-12 | U-B4-12 | [11 empty] | N16 | 6-C207 | C207 | S-010 | 1 | 6 | SEL1
Available | [8 empty] | Cabinet | SEL1-6-1-S-010-C208 | U6-A4 | U6-B3 | U-A4-14 | U-B3-21 | [11 empty] | N17 | 6-C208 | C208 | S-010 | 1 | 6 | SEL1
Available | [8 empty] | Cabinet | SEL1-6-1-S-010-C209 | U6-A4 | U6-B4 | U-A4-16 | U-B4-16 | [11 empty] | N18 | 6-C209 | C209 | S-010 | 1 | 6 | SEL1
Available | [8 empty] | Cabinet | SEL1-6-1-S-010-C210 | U6-A4 | U6-B4 | U-A4-18 | U-B4-18 | [11 empty] | N19 | 6-C210 | C210 | S-010 | 1 | 6 | SEL1
Available | [8 empty] | Cabinet | SEL1-6-1-S-010-C301 | [15 empty] | M10 | 6-C301 | C301 | S-010 | 1 | 6 | SEL1
Available | [8 empty] | Cabinet | SEL1-6-1-S-010-C302 | U6-A3 | U6-B3 | U-A3-01 | U-B3-01 | [11 empty] | M11 | 6-C302 | C302 | S-010 | 1 | 6 | SEL1
Available | [8 empty] | Cabinet | SEL1-6-1-S-010-C303 | U6-A3 | U6-B3 | U-A3-03 | U-B3-03 | [11 empty] | M12 | 6-C303 | C303 | S-010 | 1 | 6 | SEL1
Available | [8 empty] | Cabinet | SEL1-6-1-S-010-C304 | U6-A3 | U6-B3 | U-A3-05 | U-B3-05 | U6-A7-32 | U6-B7-34 | U6-A7-30 | U6-B7-30 | [7 empty] | M13 | 6-C304 | C304 | S-010 | 1 | 6 | SEL1
Available | [8 empty] | Cabinet | SEL1-6-1-S-010-C305 | U6-A3 | U6-B3 | U-A3-07 | U-B3-07 | U6-A7-34 | U6-B7-32 | U6-A7-28 | U6-B7-28 | [7 empty] | M14 | 6-C305 | C305 | S-010 | 1 | 6 | SEL1
Available | [8 empty] | Cabinet | SEL1-6-1-S-010-C306 | U6-A3 | U6-B3 | U-A3-09 | U-B3-09 | [11 empty] | M15 | 6-C306 | C306 | S-010 | 1 | 6 | SEL1
Available | [8 empty] | Cabinet | SEL1-6-1-S-010-C307 | U6-A3 | U6-B3 | U-A3-11 | U-B3-11 | [11 empty] | M16 | 6-C307 | C307 | S-010 | 1 | 6 | SEL1
Available | [8 empty] | Cabinet | SEL1-6-1-S-010-C308 | U6-A3 | U6-B3 | U-A3-13 | U-B3-13 | [11 empty] | M17 | 6-C308 | C308 | S-010 | 1 | 6 | SEL1
Available | [8 empty] | Cabinet | SEL1-6-1-S-010-C309 | U6-A3 | U6-B3 | U-A3-15 | U-B3-15 | [11 empty] | M18 | 6-C309 | C309 | S-010 | 1 | 6 | SEL1
Available | [8 empty] | Cabinet | SEL1-6-1-S-010-C310 | U6-A3 | U6-B3 | U-A3-17 | U-B3-17 | [11 empty] | M19 | 6-C310 | C310 | S-010 | 1 | 6 | SEL1
Available | [8 empty] | Cabinet | SEL1-6-1-S-010-C401 | [15 empty] | L10 | 6-C401 | C401 | S-010 | 1 | 6 | SEL1
Available | [8 empty] | Cabinet | SEL1-6-1-S-010-C402 | U6-A3 | U6-B3 | U-A3-02 | U-B3-02 | [11 empty] | L11 | 6-C402 | C402 | S-010 | 1 | 6 | SEL1
Available | [8 empty] | Cabinet | SEL1-6-1-S-010-C403 | U6-A3 | U6-B3 | U-A3-04 | U-B3-04 | [11 empty] | L12 | 6-C403 | C403 | S-010 | 1 | 6 | SEL1
Available | [8 empty] | Cabinet | SEL1-6-1-S-010-C404 | U6-A3 | U6-B3 | U-A3-06 | U-B3-06 | [11 empty] | L13 | 6-C404 | C404 | S-010 | 1 | 6 | SEL1
Available |  |  |  | 매일유업 |  |  |  |  | Cabinet | SEL1-6-1-S-010-C405 | U6-A3 | U6-B3 | U-A3-08 | U-B3-08 | [11 empty] | L14 | 6-C405 | C405 | S-010 | 1 | 6 | SEL1
Available | [8 empty] | Cabinet | SEL1-6-1-S-010-C406 | U6-A3 | U6-B3 | U-A3-10 | U-B3-10 | [11 empty] | L15 | 6-C406 | C406 | S-010 | 1 | 6 | SEL1
Available | [8 empty] | Cabinet | SEL1-6-1-S-010-C407 | U6-A3 | U6-B3 | U-A3-12 | U-B3-12 | [11 empty] | L16 | 6-C407 | C407 | S-010 | 1 | 6 | SEL1
Available | [8 empty] | Cabinet | SEL1-6-1-S-010-C408 | U6-A3 | U6-B3 | U-A3-14 | U-B3-14 | [11 empty] | L17 | 6-C408 | C408 | S-010 | 1 | 6 | SEL1
Available | [8 empty] | Cabinet | SEL1-6-1-S-010-C409 | U6-A3 | U6-B3 | U-A3-16 | U-B3-16 | [11 empty] | L18 | 6-C409 | C409 | S-010 | 1 | 6 | SEL1 |  |  | 16 | 13 |  | 2 |  | 1
Available | [8 empty] | Cabinet | SEL1-6-1-S-010-C410 | U6-A3 | U6-B3 | U-A3-18 | U-B3-18 | [11 empty] | L19 | 6-C410 | C410 | S-010 | 1 | 6 | SEL1 |  |  | 10 | 10
Available | [8 empty] | Cabinet | SEL1-6-1-S-010-C501 | [15 empty] | K10 | 6-C501 | C501 | S-010 | 1 | 6 | SEL1
Available | [8 empty] | Cabinet | SEL1-6-1-S-010-C502 | U6-A3 | U6-B3 | U-A3-20 | U-B3-20 | [11 empty] | K11 | 6-C502 | C502 | S-010 | 1 | 6 | SEL1
Available | [8 empty] | Cabinet | SEL1-6-1-S-010-C503 | U6-A3 | U6-B3 | U-A3-22 | U-B3-22 | [11 empty] | K12 | 6-C503 | C503 | S-010 | 1 | 6 | SEL1
Available | [8 empty] | Cabinet | SEL1-6-1-S-010-C504 | U6-A3 | U6-B3 | U-A3-24 | U-B3-48 | [11 empty] | K13 | 6-C504 | C504 | S-010 | 1 | 6 | SEL1
Available | [8 empty] | Cabinet | SEL1-6-1-S-010-C505 | U6-A3 | U6-B3 | U-A3-26 | U-B3-26 | [11 empty] | K14 | 6-C505 | C505 | S-010 | 1 | 6 | SEL1
Available | [8 empty] | Cabinet | SEL1-6-1-S-010-C506 | U6-A3 | U6-B3 | U-A3-28 | U-B3-28 | [11 empty] | K15 | 6-C506 | C506 | S-010 | 1 | 6 | SEL1
Available | [8 empty] | Cabinet | SEL1-6-1-S-010-C507 | U6-A3 | U6-B3 | U-A3-30 | U-B3-30 | [11 empty] | K16 | 6-C507 | C507 | S-010 | 1 | 6 | SEL1
Available | [8 empty] | Cabinet | SEL1-6-1-S-010-C508 | U6-A3 | U6-B3 | U-A3-32 | U-B3-32 | [11 empty] | K17 | 6-C508 | C508 | S-010 | 1 | 6 | SEL1
Available | [8 empty] | Cabinet | SEL1-6-1-S-010-C509 | U6-A3 | U6-B3 | U-A3-34 | U-B3-34 | [11 empty] | K18 | 6-C509 | C509 | S-010 | 1 | 6 | SEL1
Available | [8 empty] | Cabinet | SEL1-6-1-S-010-C510 | U6-A3 | U6-B3 | U-A3-36 | U-B3-36 | [11 empty] | K19 | 6-C510 | C510 | S-010 | 1 | 6 | SEL1
Available | [8 empty] | Cabinet | SEL1-6-1-S-010-C601 | [16 empty] | 6-C601 | C601 | S-010 | 1 | 6 | SEL1
Available | [8 empty] | Cabinet | SEL1-6-1-S-010-C602 | [16 empty] | 6-C602 | C602 | S-010 | 1 | 6 | SEL1
Available | [8 empty] | Cabinet | SEL1-6-1-S-010-C603 | [16 empty] | 6-C603 | C603 | S-010 | 1 | 6 | SEL1
Available | [8 empty] | Cabinet | SEL1-6-1-S-010-C604 | [16 empty] | 6-C604 | C604 | S-010 | 1 | 6 | SEL1
Available | [8 empty] | Cabinet | SEL1-6-1-S-010-C605 | [16 empty] | 6-C605 | C605 | S-010 | 1 | 6 | SEL1
Available | [8 empty] | Cabinet | SEL1-6-1-S-010-C606 | [16 empty] | 6-C606 | C606 | S-010 | 1 | 6 | SEL1
Available | [8 empty] | Cabinet | SEL1-6-1-S-010-C607 | [16 empty] | 6-C607 | C607 | S-010 | 1 | 6 | SEL1
Available | [8 empty] | Cabinet | SEL1-6-1-S-010-C608 | [16 empty] | 6-C608 | C608 | S-010 | 1 | 6 | SEL1
Available | [8 empty] | Cabinet | SEL1-6-1-S-010-C609 | [16 empty] | 6-C609 | C609 | S-010 | 1 | 6 | SEL1
Available | [8 empty] | Cabinet | SEL1-6-1-S-010-C610 | [16 empty] | 6-C610 | C610 | S-010 | 1 | 6 | SEL1
Available | [8 empty] | Cabinet | SEL1-6-1-S-010-C701 | [16 empty] | 6-C701 | C701 | S-010 | 1 | 6 | SEL1
Available | [8 empty] | Cabinet | SEL1-6-1-S-010-C702 | [16 empty] | 6-C702 | C702 | S-010 | 1 | 6 | SEL1
Available | [8 empty] | Cabinet | SEL1-6-1-S-010-C703 | [16 empty] | 6-C703 | C703 | S-010 | 1 | 6 | SEL1
Available | [8 empty] | Cabinet | SEL1-6-1-S-010-C704 | [16 empty] | 6-C704 | C704 | S-010 | 1 | 6 | SEL1
Available | [8 empty] | Cabinet | SEL1-6-1-S-010-C705 | [16 empty] | 6-C705 | C705 | S-010 | 1 | 6 | SEL1
Available | [8 empty] | Cabinet | SEL1-6-1-S-010-C706 | [16 empty] | 6-C706 | C706 | S-010 | 1 | 6 | SEL1
Available | [8 empty] | Cabinet | SEL1-6-1-S-010-C707 | [16 empty] | 6-C707 | C707 | S-010 | 1 | 6 | SEL1
Available | [8 empty] | Cabinet | SEL1-6-1-S-010-C708 | [16 empty] | 6-C708 | C708 | S-010 | 1 | 6 | SEL1
Available | [8 empty] | Cabinet | SEL1-6-1-S-010-C709 | [16 empty] | 6-C709 | C709 | S-010 | 1 | 6 | SEL1
Available | [8 empty] | Cabinet | SEL1-6-1-S-010-C710 | [16 empty] | 6-C710 | C710 | S-010 | 1 | 6 | SEL1
Available | [8 empty] | Cabinet | SEL1-6-1-S-010-C801 | [16 empty] | 6-C801 | C801 | S-010 | 1 | 6 | SEL1
Available | [8 empty] | Cabinet | SEL1-6-1-S-010-C802 | [16 empty] | 6-C802 | C802 | S-010 | 1 | 6 | SEL1
Available | [8 empty] | Cabinet | SEL1-6-1-S-010-C803 | [16 empty] | 6-C803 | C803 | S-010 | 1 | 6 | SEL1
Available | [8 empty] | Cabinet | SEL1-6-1-S-010-C804 | [16 empty] | 6-C804 | C804 | S-010 | 1 | 6 | SEL1
Available | [8 empty] | Cabinet | SEL1-6-1-S-010-C805 | [16 empty] | 6-C805 | C805 | S-010 | 1 | 6 | SEL1
Available | [8 empty] | Cabinet | SEL1-6-1-S-010-C806 | [16 empty] | 6-C806 | C806 | S-010 | 1 | 6 | SEL1
Available | [8 empty] | Cabinet | SEL1-6-1-S-010-C807 | [16 empty] | 6-C807 | C807 | S-010 | 1 | 6 | SEL1
Available | [8 empty] | Cabinet | SEL1-6-1-S-010-C808 | [16 empty] | 6-C808 | C808 | S-010 | 1 | 6 | SEL1
Available | [8 empty] | Cabinet | SEL1-6-1-S-010-C809 | [16 empty] | 6-C809 | C809 | S-010 | 1 | 6 | SEL1
Available | [8 empty] | Cabinet | SEL1-6-1-S-010-C810 | [16 empty] | 6-C810 | C810 | S-010 | 1 | 6 | SEL1
Available | [8 empty] | Cabinet | SEL1-6-1-S-010-C901 | [16 empty] | 6-C901 | C901 | S-010 | 1 | 6 | SEL1
Available | [8 empty] | Cabinet | SEL1-6-1-S-010-C902 | [16 empty] | 6-C902 | C902 | S-010 | 1 | 6 | SEL1
Available | [8 empty] | Cabinet | SEL1-6-1-S-010-C903 | [16 empty] | 6-C903 | C903 | S-010 | 1 | 6 | SEL1
Available | [8 empty] | Cabinet | SEL1-6-1-S-010-C904 | [16 empty] | 6-C904 | C904 | S-010 | 1 | 6 | SEL1
Available | [8 empty] | Cabinet | SEL1-6-1-S-010-C905 | [16 empty] | 6-C905 | C905 | S-010 | 1 | 6 | SEL1
Available | [8 empty] | Cabinet | SEL1-6-1-S-010-C906 | [16 empty] | 6-C906 | C906 | S-010 | 1 | 6 | SEL1
Available | [8 empty] | Cabinet | SEL1-6-1-S-010-C907 | [16 empty] | 6-C907 | C907 | S-010 | 1 | 6 | SEL1
Available | [8 empty] | Cabinet | SEL1-6-1-S-010-C908 | [16 empty] | 6-C908 | C908 | S-010 | 1 | 6 | SEL1
Available | [8 empty] | Cabinet | SEL1-6-1-S-010-C909 | [16 empty] | 6-C909 | C909 | S-010 | 1 | 6 | SEL1
Available | [8 empty] | Cabinet | SEL1-6-1-S-010-C910 | [16 empty] | 6-C910 | C910 | S-010 | 1 | 6 | SEL1
Available | [8 empty] | Cabinet | SEL1-6-1-S-010-C1001 | [16 empty] | 6-C1001 | C1001 | S-010 | 1 | 6 | SEL1
Available | [8 empty] | Cabinet | SEL1-6-1-S-010-C1002 | [16 empty] | 6-C1002 | C1002 | S-010 | 1 | 6 | SEL1
Available | [8 empty] | Cabinet | SEL1-6-1-S-010-C1003 | [16 empty] | 6-C1003 | C1003 | S-010 | 1 | 6 | SEL1
Available | [8 empty] | Cabinet | SEL1-6-1-S-010-C1004 | [16 empty] | 6-C1004 | C1004 | S-010 | 1 | 6 | SEL1
Available | [8 empty] | Cabinet | SEL1-6-1-S-010-C1005 | [16 empty] | 6-C1005 | C1005 | S-010 | 1 | 6 | SEL1
Available | [8 empty] | Cabinet | SEL1-6-1-S-010-C1006 | [16 empty] | 6-C1006 | C1006 | S-010 | 1 | 6 | SEL1
Available | [8 empty] | Cabinet | SEL1-6-1-S-010-C1007 | [16 empty] | 6-C1007 | C1007 | S-010 | 1 | 6 | SEL1
Available | [8 empty] | Cabinet | SEL1-6-1-S-010-C1008 | [16 empty] | 6-C1008 | C1008 | S-010 | 1 | 6 | SEL1
Available | [8 empty] | Cabinet | SEL1-6-1-S-010-C1009 | [16 empty] | 6-C1009 | C1009 | S-010 | 1 | 6 | SEL1
Available | [8 empty] | Cabinet | SEL1-6-1-S-010-C1010 | [16 empty] | 6-C1010 | C1010 | S-010 | 1 | 6 | SEL1
Available | [8 empty] | Cabinet | SEL1-6-1-S-010-C1101 | [16 empty] | 6-C1101 | C1101 | S-010 | 1 | 6 | SEL1
Available | [8 empty] | Cabinet | SEL1-6-1-S-010-C1102 | [16 empty] | 6-C1102 | C1102 | S-010 | 1 | 6 | SEL1
Available | [8 empty] | Cabinet | SEL1-6-1-S-010-C1103 | [16 empty] | 6-C1103 | C1103 | S-010 | 1 | 6 | SEL1
Available | [8 empty] | Cabinet | SEL1-6-1-S-010-C1104 | [16 empty] | 6-C1104 | C1104 | S-010 | 1 | 6 | SEL1
Available | [8 empty] | Cabinet | SEL1-6-1-S-010-C1105 | [16 empty] | 6-C1105 | C1105 | S-010 | 1 | 6 | SEL1
Available | [8 empty] | Cabinet | SEL1-6-1-S-010-C1106 | [16 empty] | 6-C1106 | C1106 | S-010 | 1 | 6 | SEL1
Available | [8 empty] | Cabinet | SEL1-6-1-S-010-C1107 | [16 empty] | 6-C1107 | C1107 | S-010 | 1 | 6 | SEL1
Available | [8 empty] | Cabinet | SEL1-6-1-S-010-C1108 | [16 empty] | 6-C1108 | C1108 | S-010 | 1 | 6 | SEL1
Available | [8 empty] | Cabinet | SEL1-6-1-S-010-C1109 | [16 empty] | 6-C1109 | C1109 | S-010 | 1 | 6 | SEL1
Available | [8 empty] | Cabinet | SEL1-6-1-S-010-C1110 | [16 empty] | 6-C1110 | C1110 | S-010 | 1 | 6 | SEL1
Available | [8 empty] | Cabinet | SEL1-6-1-S-010-C1201 | [16 empty] | 6-C1201 | C1201 | S-010 | 1 | 6 | SEL1
Available | [8 empty] | Cabinet | SEL1-6-1-S-010-C1202 | [16 empty] | 6-C1202 | C1202 | S-010 | 1 | 6 | SEL1
Available | [8 empty] | Cabinet | SEL1-6-1-S-010-C1203 | [16 empty] | 6-C1203 | C1203 | S-010 | 1 | 6 | SEL1
Available | [8 empty] | Cabinet | SEL1-6-1-S-010-C1204 | [16 empty] | 6-C1204 | C1204 | S-010 | 1 | 6 | SEL1
Available | [8 empty] | Cabinet | SEL1-6-1-S-010-C1205 | [16 empty] | 6-C1205 | C1205 | S-010 | 1 | 6 | SEL1
Available | [8 empty] | Cabinet | SEL1-6-1-S-010-C1206 | [16 empty] | 6-C1206 | C1206 | S-010 | 1 | 6 | SEL1
Available | [8 empty] | Cabinet | SEL1-6-1-S-010-C1207 | [16 empty] | 6-C1207 | C1207 | S-010 | 1 | 6 | SEL1
Available | [8 empty] | Cabinet | SEL1-6-1-S-010-C1208 | [16 empty] | 6-C1208 | C1208 | S-010 | 1 | 6 | SEL1
Available | [8 empty] | Cabinet | SEL1-6-1-S-010-C1209 | [16 empty] | 6-C1209 | C1209 | S-010 | 1 | 6 | SEL1
Available | [8 empty] | Cabinet | SEL1-6-1-S-010-C1210 | [16 empty] | 6-C1210 | C1210 | S-010 | 1 | 6 | SEL1
Available | [8 empty] | Cabinet | SEL1-6-1-S-010-C1301 | [16 empty] | 6-C1301 | C1301 | S-010 | 1 | 6 | SEL1
Available | [8 empty] | Cabinet | SEL1-6-1-S-010-C1302 | [16 empty] | 6-C1302 | C1302 | S-010 | 1 | 6 | SEL1
Available | [8 empty] | Cabinet | SEL1-6-1-S-010-C1303 | [16 empty] | 6-C1303 | C1303 | S-010 | 1 | 6 | SEL1
Available | [8 empty] | Cabinet | SEL1-6-1-S-010-C1304 | [16 empty] | 6-C1304 | C1304 | S-010 | 1 | 6 | SEL1
Available | [8 empty] | Cabinet | SEL1-6-1-S-010-C1305 | [16 empty] | 6-C1305 | C1305 | S-010 | 1 | 6 | SEL1
Available | [8 empty] | Cabinet | SEL1-6-1-S-010-C1306 | [16 empty] | 6-C1306 | C1306 | S-010 | 1 | 6 | SEL1
Available | [8 empty] | Cabinet | SEL1-6-1-S-010-C1307 | [16 empty] | 6-C1307 | C1307 | S-010 | 1 | 6 | SEL1
Available | [8 empty] | Cabinet | SEL1-6-1-S-010-C1308 | [16 empty] | 6-C1308 | C1308 | S-010 | 1 | 6 | SEL1
Available | [8 empty] | Cabinet | SEL1-6-1-S-010-C1309 | [16 empty] | 6-C1309 | C1309 | S-010 | 1 | 6 | SEL1
Available | [8 empty] | Cabinet | SEL1-6-1-S-010-C1310 | [16 empty] | 6-C1310 | C1310 | S-010 | 1 | 6 | SEL1
Sold | 세종텔레콤 | Sejong Telecom Inc. | SJTKR |  |  |  | Sejong 전송장비 |  | Cabinet | SEL1-7-1-S-010-A207 | [8 empty] | IPD A-4-56 | IPD B-4-56 | [5 empty] | 537Bay | 7-A207 | A207 | S-010 | 1 | 7 | SEL1 | #REF! |  | 5 |  |  | 3 |  | 2 |  | SJTKR-OR-004030-CO1 |  |  |  | O | 1.6 | 0 | DC
Sold | 세종텔레콤 | Sejong Telecom Inc. | SJTKR |  |  |  | Sejong 전송장비 |  | Cabinet | SEL1-7-1-S-010-A208 | [8 empty] | IPD A-4-59 | IPD B-4-59 | [5 empty] | 536Bay | 7-A208 | A208 | S-010 | 1 | 7 | SEL1 | #REF! |  | 5 |  |  | 5 |  |  |  | SJTKR-OR-004030-CO1 |  |  |  | O | 1.6 | 0 | DC
Sold | 세종텔레콤 | Sejong Telecom Inc. | SJTKR |  |  |  | Sejong 전송장비 |  | Cabinet | SEL1-7-1-S-010-A209 | [8 empty] | IPD A-4-25 | IPD B-4-25 | [5 empty] | 535Bay | 7-A209 | A209 | S-010 | 1 | 7 | SEL1 | #REF! |  | 2 |  |  | 2 |  |  |  | SJTKR-OR-004030-CO1 |  |  |  | O | 1.6 | 0 | DC
Sold | 세종텔레콤 | Sejong Telecom Inc. | SJTKR |  |  |  | Sejong 전송장비(Reserve) |  | Cabinet | SEL1-7-1-S-010-A210 | [15 empty] | 534Bay | 7-A210 | A210 | S-010 | 1 | 7 | SEL1 | #REF! | [8 empty] | SJTKR-OR-004030-CO1 |  |  |  | O | 1.6 | 0 | DC
Sold | 세종텔레콤 | Sejong Telecom Inc. | SJTKR | [5 empty] | Cabinet | SEL1-7-1-S-010-A211 | [16 empty] | 7-A211 | A211 | S-010 | 1 | 7 | SEL1 | [9 empty] | SJTKR-OR-004030-CO1 |  |  |  | O | 1.6 | 0 | 찾을 수 없음
Sold | 세종텔레콤 | Sejong Telecom Inc. | SJTKR |  |  |  | Sejong 전송장비 |  | Cabinet | SEL1-7-1-S-010-A306 | [8 empty] | IPD B-4-31 | IPD A-4-31 | [5 empty] | 440Bay | 7-A306 | A306 | S-010 | 1 | 7 | SEL1 | #REF! |  | 2 |  |  | 2 |  |  |  | SJTKR-OR-004030-CO1 |  |  |  | O | 1.6 | 0 | 찾을 수 없음
Sold | 세종텔레콤 | Sejong Telecom Inc. | SJTKR |  |  |  | Sejong 전송장비 |  | Cabinet | SEL1-7-1-S-010-A307 | [8 empty] | IPD B-4-30 | IPD A-4-30 | [5 empty] | 439Bay | 7-A307 | A307 | S-010 | 1 | 7 | SEL1 | #REF! |  | 2 |  |  | 2 |  |  |  | SJTKR-OR-004030-CO1 |  |  |  | O | 1.6 | 0 | DC
Sold | 세종텔레콤 | Sejong Telecom Inc. | SJTKR |  |  |  | Sejong 전송장비 |  | Cabinet | SEL1-7-1-S-010-A309 | [8 empty] | IPD A-4-29 | IPD B-4-29 | IPD A-4-34 | IPD B-4-34 |  |  |  | 437Bay | 7-A309 | A309 | S-010 | 1 | 7 | SEL1 | #REF! | [8 empty] | SJTKR-OR-004030-CO1 |  |  |  | O | 1.6 | 0 | DC
Sold | 세종텔레콤 | Sejong Telecom Inc. | SJTKR |  |  |  | Sejong 전송장비 |  | Cabinet | SEL1-7-1-S-010-A310 | [8 empty] | IPD A-4-03 | IPD B-4-03 | [5 empty] | 436Bay | 7-A310 | A310 | S-010 | 1 | 7 | SEL1 | #REF! |  | 6 |  |  | 6 |  |  |  | SJTKR-OR-004030-CO1 |  |  |  | O | 1.6 | 0 | DC
Sold | 세종텔레콤 | Sejong Telecom Inc. | SJTKR |  |  |  | Sejong 전송장비(정류기) |  | Cabinet | SEL1-7-1-S-010-A311 | [15 empty] | 435Bay | 7-A311 | A311 | S-010 | 1 | 7 | SEL1 | #REF! |  | 7 |  |  | 7 |  |  |  | SJTKR-OR-004030-CO1 |  |  |  | U | 1.6 | 0 | 찾을 수 없음
Sold | 세종텔레콤 | Sejong Telecom Inc. | SJTKR |  |  |  | Sejong_인터넷 |  | Cabinet | SEL1-7-1-S-010-A402 | [8 empty] | IPD A-4-41 | IPD B-4-41 | [5 empty] | 343Bay | 7-A402 | A402 | S-010 | 1 | 7 | SEL1 | #REF! |  | 15 | 10 |  | 3 |  | 2 |  | SJTKR-OR-004030-CO1 |  |  |  | O | 1.6 | 0 | AC/DC
Sold | 세종텔레콤 | Sejong Telecom Inc. | SJTKR |  |  |  | Sejong_인터넷 |  | Cabinet | SEL1-7-1-S-010-A403 |  |  | U3-7B-03 | U3-7A-05 | [11 empty] | 342Bay | 7-A403 | A403 | S-010 | 1 | 7 | SEL1 | #REF! | [8 empty] | SJTKR-OR-004030-CO1 |  |  |  | O | 1.6 | 1.98
Sold | 세종텔레콤 | Sejong Telecom Inc. | SJTKR |  |  |  | Sejong_인터넷 |  | Cabinet | SEL1-7-1-S-010-A404 | UPS A1 | UPS B1 | UPS A1-40 | UPS B1-38 | [11 empty] | 341Bay | 7-A404 | A404 | S-010 | 1 | 7 | SEL1 | #REF! | [8 empty] | SJTKR-OR-004030-CO1 |  |  |  | O | 1.6 | 1.914
Sold | 세종텔레콤 | Sejong Telecom Inc. | SJTKR |  |  |  | Sejong_인터넷 |  | Cabinet | SEL1-7-1-S-010-A405 | UPS A1 | UPS A1 | UPS A1-25 | UPS A1-20 | [11 empty] | 340Bay | 7-A405 | A405 | S-010 | 1 | 7 | SEL1 | #REF! | [8 empty] | SJTKR-OR-004030-CO1 |  |  |  | O | 1.6 | 0.572
Sold | 세종텔레콤 | Sejong Telecom Inc. | SJTKR |  |  |  | Sejong 전송장비 |  | Cabinet | SEL1-7-1-S-010-A406 | [8 empty] | IPD B-4-46 | IPD A-4-42 | [5 empty] | 339Bay | 7-A406 | A406 | S-010 | 1 | 7 | SEL1 | #REF! |  | 3 |  |  | 3 |  |  |  | SJTKR-OR-004030-CO1 |  |  |  | O | 1.6 | 0 | DC
Sold | 세종텔레콤 | Sejong Telecom Inc. | SJTKR |  |  |  | Sejong 전송장비 |  | Cabinet | SEL1-7-1-S-010-A407 | [8 empty] | IPD A-4-43 | IPD B-4-47 | [5 empty] | 338Bay | 7-A407 | A407 | S-010 | 1 | 7 | SEL1 | #REF! |  | 3 |  |  | 3 |  |  |  | SJTKR-OR-004030-CO1 |  |  |  | O | 1.6 | 0 | AC/DC
Sold | 세종텔레콤 | Sejong Telecom Inc. | SJTKR |  |  |  | Sejong 전송장비 |  | Cabinet | SEL1-7-1-S-010-A408 | U3-7B |  | U3-7B-08 | [5 empty] | IPD A-4-44 | IPD B-4-48 | [5 empty] | 337Bay | 7-A408 | A408 | S-010 | 1 | 7 | SEL1 | #REF! |  | 3 |  |  | 3 |  |  |  | SJTKR-OR-004030-CO1 |  |  |  | O | 1.6 | 0 | AC/DC
Sold | 세종텔레콤 | Sejong Telecom Inc. | SJTKR |  |  |  | Sejong 전송장비 |  | Cabinet | SEL1-7-1-S-010-A409 | [8 empty] | IPD A-4-50 | IPD B-4-50 | [5 empty] | 336Bay | 7-A409 | A409 | S-010 | 1 | 7 | SEL1 | #REF! |  | 7 |  |  | 7 |  |  |  | SJTKR-OR-004030-CO1 |  |  |  | O | 1.6 | 0 | DC
Sold | 세종텔레콤 | Sejong Telecom Inc. | SJTKR |  |  |  | Sejong 전송장비 |  | Cabinet | SEL1-7-1-S-010-A410 | [8 empty] | IPD A-4-46 | IPD B-4-49 | [5 empty] | 335Bay | 7-A410 | A410 | S-010 | 1 | 7 | SEL1 | #REF! |  | 4 |  |  | 4 |  |  |  | SJTKR-OR-004030-CO1 |  |  |  | O | 1.6 | 0 | DC
Sold | 세종텔레콤 | Sejong Telecom Inc. | SJTKR |  |  |  | Sejong 전송장비 |  | Cabinet | SEL1-7-1-S-010-A411 | [8 empty] | IPD A-4-54 | IPD B-4-54 | [5 empty] | 334Bay | 7-A411 | A411 | S-010 | 1 | 7 | SEL1 | #REF! |  | 3 |  |  | 3 |  |  |  | SJTKR-OR-004030-CO1 |  |  |  | O | 1.6 | 0 | DC
Sold | 세종텔레콤 | Sejong Telecom Inc. | SJTKR |  |  |  | Sejong 전송장비 |  | Cabinet | SEL1-7-1-S-010-A502 | [8 empty] | IPD A-4-26 | IPD B-4-26 | [5 empty] | 244Bay | 7-A502 | A502 | S-010 | 1 | 7 | SEL1 | #REF! |  | 9 |  |  | 9 |  |  |  | SJTKR-OR-004030-CO1 |  |  |  | O | 1.6 | 0 | DC
Sold | 세종텔레콤 | Sejong Telecom Inc. | SJTKR |  |  |  | Sejong 전송장비 |  | Cabinet | SEL1-7-1-S-010-A503 | [8 empty] | IPD A-4-28 | IPD B-4-28 | [5 empty] | 243Bay | 7-A503 | A503 | S-010 | 1 | 7 | SEL1 | #REF! |  | 9 |  |  | 9 |  |  |  | SJTKR-OR-004030-CO1 |  |  |  | O | 1.6 | 0 | DC
Sold | 세종텔레콤 | Sejong Telecom Inc. | SJTKR |  |  |  | Sejong_인터넷 |  | Cabinet | SEL1-7-1-S-010-A504 | U3-7A | U3-7B | U3-7A-09 | U3-7B-09 | [11 empty] | 242Bay | 7-A504 | A504 | S-010 | 1 | 7 | SEL1 | #REF! | [8 empty] | SJTKR-OR-004030-CO1 |  |  |  | O | 1.6 | 2.354
Sold | 세종텔레콤 | Sejong Telecom Inc. | SJTKR |  |  |  | Sejong_인터넷 |  | Cabinet | SEL1-7-1-S-010-A505 | U3-7A | U3-7B | U3-7A-07 | U3-7B-07 | [11 empty] | 241Bay | 7-A505 | A505 | S-010 | 1 | 7 | SEL1 | #REF! | [8 empty] | SJTKR-OR-004030-CO1 |  |  |  | O | 1.6 | 2.244
Sold | 세종텔레콤 | Sejong Telecom Inc. | SJTKR |  |  |  | Sejong 전송장비 |  | Cabinet | SEL1-7-1-S-010-A506 | [8 empty] | IPD A-4-27 | IPD B-4-57 | IPD A-4-33 | IPD B-4-33 |  |  |  | 240Bay | 7-A506 | A506 | S-010 | 1 | 7 | SEL1 | #REF! |  | 9 |  |  | 9 |  |  |  | SJTKR-OR-004030-CO1 |  |  |  | O | 1.6 | 0 | DC
Sold | 세종텔레콤 | Sejong Telecom Inc. | SJTKR |  |  |  | Sejong 전송장비 |  | Cabinet | SEL1-7-1-S-010-A507 | [8 empty] | IPD A-4-10 | IPD B-4-43 | IPD A-4-11 | IPD B-4-44 | IPD A-4-18 | IPD B-4-45 |  | 239Bay | 7-A507 | A507 | S-010 | 1 | 7 | SEL1 | #REF! |  | 3 |  |  | 3 |  |  |  | SJTKR-OR-004030-CO1 |  |  |  | O | 1.6 | 0 | DC
Sold | 세종텔레콤 | Sejong Telecom Inc. | SJTKR |  |  |  | Sejong 전송장비 |  | Cabinet | SEL1-7-1-S-010-A508 | [8 empty] | IPD A-4-45 | IPD B-4-51 | [5 empty] | 238Bay | 7-A508 | A508 | S-010 | 1 | 7 | SEL1 | #REF! |  | 8 |  |  | 7 |  | 1 |  | SJTKR-OR-004030-CO1 |  |  |  | O | 1.6 | 0 | DC
Sold | 세종텔레콤 | Sejong Telecom Inc. | SJTKR |  |  |  | Sejong 전송장비 |  | Cabinet | SEL1-7-1-S-010-A509 | [8 empty] | IPD A-4-52 | IPD B-4-52 | [5 empty] | 237Bay | 7-A509 | A509 | S-010 | 1 | 7 | SEL1 | #REF! |  | 2 |  |  | 2 |  |  |  | SJTKR-OR-004030-CO1 |  |  |  | O | 1.6 | 0 | DC
Sold | 세종텔레콤 | Sejong Telecom Inc. | SJTKR |  |  |  | Sejong 전송장비 |  | Cabinet | SEL1-7-1-S-010-A510 | [8 empty] | IPD A-4-53 | IPD B-4-53 | [5 empty] | 236Bay | 7-A510 | A510 | S-010 | 1 | 7 | SEL1 | #REF! |  | 2 |  |  | 2 |  |  |  | SJTKR-OR-004030-CO1 |  |  |  | O | 1.6 | 0 | DC
Sold | 세종텔레콤 | Sejong Telecom Inc. | SJTKR |  |  |  | Sejong 전송장비(정류기) |  | Cabinet | SEL1-7-1-S-010-A511 | [8 empty] | IPD A-4-25 | IPD B-4-25 | [5 empty] | 235Bay | 7-A511 | A511 | S-010 | 1 | 7 | SEL1 | #REF! |  | 3 |  |  | 3 |  |  |  | SJTKR-OR-004030-CO1 |  |  |  | U | 1.6 | 0 | 찾을 수 없음
Sold | 세종텔레콤 | Sejong Telecom Inc. | SJTKR |  |  |  | Sejong OFD |  | Cabinet | SEL1-7-1-S-010-A602 | [15 empty] | 144Bay | 7-A602 | A602 | S-010 | 1 | 7 | SEL1 | #REF! | [8 empty] | SJTKR-OR-004030-CO1 |  |  |  | P | 1.6 | 0 | 찾을 수 없음
Sold | 세종텔레콤 | Sejong Telecom Inc. | SJTKR |  |  |  | Sejong OFD |  | Cabinet | SEL1-7-1-S-010-A603 | [15 empty] | 143Bay | 7-A603 | A603 | S-010 | 1 | 7 | SEL1 | #REF! | [8 empty] | SJTKR-OR-004030-CO1 |  |  |  | P | 1.6 | 0 | 찾을 수 없음
Sold | 세종텔레콤 | Sejong Telecom Inc. | SJTKR |  |  |  | Sejong OFD |  | Cabinet | SEL1-7-1-S-010-A604 | [15 empty] | 142Bay | 7-A604 | A604 | S-010 | 1 | 7 | SEL1 | #REF! | [8 empty] | SJTKR-OR-004030-CO1 |  |  |  | P | 1.6 | 0 | 찾을 수 없음
Stranded | DEK | Sejong Telecom Inc. | SJTKR |  |  |  | Sejong OFD |  | Cabinet | SEL1-7-1-S-010-A605 | [15 empty] | 141Bay | 7-A605 | A605 | S-010 | 1 | 7 | SEL1 | #REF! | [13 empty] | 2.2 | 0 | 찾을 수 없음
Sold | 세종텔레콤 | Sejong Telecom Inc. | SJTKR |  |  |  | Sejong OFD |  | Cabinet | SEL1-7-1-S-010-A606 | [15 empty] | 140Bay | 7-A606 | A606 | S-010 | 1 | 7 | SEL1 | #REF! | [8 empty] | SJTKR-OR-004030-CO1 |  |  |  | P | 1.6 | 0 | 찾을 수 없음
Sold | 세종텔레콤 | Sejong Telecom Inc. | SJTKR |  |  |  | Sejong OFD |  | Cabinet | SEL1-7-1-S-010-A607 | [15 empty] | 139Bay | 7-A607 | A607 | S-010 | 1 | 7 | SEL1 | #REF! | [8 empty] | SJTKR-OR-004030-CO1 |  |  |  | P | 1.6 | 0 | 찾을 수 없음
Sold | 세종텔레콤 | Sejong Telecom Inc. | SJTKR |  |  |  | Sejong OFD |  | Cabinet | SEL1-7-1-S-010-A608 | [15 empty] | 138Bay | 7-A608 | A608 | S-010 | 1 | 7 | SEL1 | #REF! | [8 empty] | SJTKR-OR-004030-CO1 |  |  |  | P | 1.6 | 0 | 찾을 수 없음
Sold | 세종텔레콤 | Sejong Telecom Inc. | SJTKR |  |  |  | Sejong OFD |  | Cabinet | SEL1-7-1-S-010-A609 | [15 empty] | 137Bay | 7-A609 | A609 | S-010 | 1 | 7 | SEL1 | #REF! | [8 empty] | SJTKR-OR-004030-CO1 |  |  |  | P | 1.6 | 0 | 찾을 수 없음
Sold | 세종텔레콤 | Sejong Telecom Inc. | SJTKR |  |  |  | Sejong OFD |  | Cabinet | SEL1-7-1-S-010-A610 | [15 empty] | 136Bay | 7-A610 | A610 | S-010 | 1 | 7 | SEL1 | #REF! | [8 empty] | SJTKR-OR-004030-CO1 |  |  |  | P | 1.6 | 0 | 찾을 수 없음
Sold | 세종텔레콤 | Sejong Telecom Inc. | SJTKR |  |  |  | Sejong OFD |  | Cabinet | SEL1-7-1-S-010-A611 | [15 empty] | 135Bay | 7-A611 | A611 | S-010 | 1 | 7 | SEL1 | #REF! | [8 empty] | SJTKR-OR-004030-CO1 |  |  |  | P | 1.6 | 0 | 찾을 수 없음
Sold | 세종텔레콤 | Sejong Telecom Inc. | SJTKR |  |  |  | Sejong OFD |  | Cabinet | SEL1-7-1-S-010-A612 | [15 empty] | 134Bay | 7-A612 | A612 | S-010 | 1 | 7 | SEL1 | #REF! | [8 empty] | SJTKR-OR-004030-CO1 |  |  |  | P | 1.6 | 0 | 찾을 수 없음
Stranded | DEK | Digital Edge Korea | [6 empty] | Cabinet | SEL1-7-1-C-002-B111 | [16 empty] | 7-B111 | B111 |  |  | 7 | [15 empty] | 0 | 0
Stranded | DEK | Digital Edge Korea | [6 empty] | Cabinet | SEL1-7-1-C-002-B114 | [16 empty] | 7-B114 | B114 |  |  | 7 | [15 empty] | 0 | 0
Sold | 세종텔레콤 | Sejong Telecom Inc. | SJTKR |  |  |  | Sejong QDF |  | Cabinet | SEL1-7-1-S-010-B120 | [15 empty] | 621Bay | 7-B120 | B120 | S-010 | 1 | 7 | SEL1 | #REF! | [8 empty] | SJTKR-OR-004030-CO1 |  |  |  | P | 1.6 | 0 | 찾을 수 없음
Sold | 세종텔레콤 | Sejong Telecom Inc. | SJTKR |  |  |  | Sejong QDF |  | Cabinet | SEL1-7-1-S-010-B121 | [15 empty] | 620Bay | 7-B121 | B121 | S-010 | 1 | 7 | SEL1 | #REF! | [8 empty] | SJTKR-OR-004030-CO1 |  |  |  | P | 1.6 | 0 | 찾을 수 없음
Sold | 세종텔레콤 | Sejong Telecom Inc. | SJTKR |  |  |  | Sejong QDF |  | Cabinet | SEL1-7-1-S-010-B122 | [15 empty] | 619Bay | 7-B122 | B122 | S-010 | 1 | 7 | SEL1 | #REF! | [8 empty] | SJTKR-OR-004030-CO1 |  |  |  | P | 1.6 | 0 | 찾을 수 없음
Sold | 세종텔레콤 | Sejong Telecom Inc. | SJTKR |  |  |  | Sejong QDF |  | Cabinet | SEL1-7-1-S-010-B123 | [15 empty] | 618Bay | 7-B123 | B123 | S-010 | 1 | 7 | SEL1 | #REF! | [8 empty] | SJTKR-OR-004030-CO1 |  |  |  | P | 1.6 | 0 | 찾을 수 없음
Sold | 세종텔레콤 | Sejong Telecom Inc. | SJTKR |  |  |  | Sejong QDF |  | Cabinet | SEL1-7-1-S-010-B124 | [15 empty] | 617Bay | 7-B124 | B124 | S-010 | 1 | 7 | SEL1 | #REF! | [8 empty] | SJTKR-OR-004030-CO1 |  |  |  | P | 1.6 | 0 | 찾을 수 없음
Sold | 세종텔레콤 | Sejong Telecom Inc. | SJTKR |  |  |  | Sejong QDF |  | Cabinet | SEL1-7-1-S-010-B125 | [15 empty] | 616Bay | 7-B125 | B125 | S-010 | 1 | 7 | SEL1 | #REF! | [8 empty] | SJTKR-OR-004030-CO1 |  |  |  | P | 1.6 | 0 | 찾을 수 없음
Sold | 세종텔레콤 | Sejong Telecom Inc. | SJTKR |  |  |  | Sejong QDF |  | Cabinet | SEL1-7-1-S-010-B126 | [15 empty] | 615Bay | 7-B126 | B126 | S-010 | 1 | 7 | SEL1 | #REF! | [8 empty] | SJTKR-OR-004030-CO1 |  |  |  | P | 1.6 | 0 | 찾을 수 없음
Sold | 세종텔레콤 | Sejong Telecom Inc. | SJTKR |  |  |  | Sejong QDF |  | Cabinet | SEL1-7-1-S-010-B127 | [15 empty] | 614Bay | 7-B127 | B127 | S-010 | 1 | 7 | SEL1 | #REF! | [8 empty] | SJTKR-OR-004030-CO1 |  |  |  | P | 1.6 | 0 | 찾을 수 없음
Sold | 세종텔레콤 | Sejong Telecom Inc. | SJTKR |  |  |  | Sejong QDF |  | Cabinet | SEL1-7-1-S-010-B128 | [15 empty] | 613Bay | 7-B128 | B128 | S-010 | 1 | 7 | SEL1 | #REF! | [8 empty] | SJTKR-OR-004030-CO1 |  |  |  | P | 1.6 | 0 | 찾을 수 없음
Sold | 세종텔레콤 | Sejong Telecom Inc. | SJTKR |  |  |  | Sejong QDF |  | Cabinet | SEL1-7-1-S-010-B129 | [15 empty] | 612Bay | 7-B129 | B129 | S-010 | 1 | 7 | SEL1 | #REF! | [8 empty] | SJTKR-OR-004030-CO1 |  |  |  | P | 1.6 | 0 | 찾을 수 없음
Sold | 세종텔레콤 | Sejong Telecom Inc. | SJTKR |  |  |  | Sejong QDF |  | Cabinet | SEL1-7-1-S-010-B130 | [15 empty] | 611Bay | 7-B130 | B130 | S-010 | 1 | 7 | SEL1 | #REF! | [8 empty] | SJTKR-OR-004030-CO1 |  |  |  | P | 1.6 | 0 | 찾을 수 없음
Sold | 세종텔레콤 | Sejong Telecom Inc. | SJTKR |  |  |  | Sejong QDF |  | Cabinet | SEL1-7-1-S-010-B131 | [15 empty] | 610Bay | 7-B131 | B131 | S-010 | 1 | 7 | SEL1 | #REF! | [8 empty] | SJTKR-OR-004030-CO1 |  |  |  | P | 1.6 | 0 | 찾을 수 없음
Sold | 세종텔레콤 | Sejong Telecom Inc. | SJTKR |  |  |  | Sejong QDF |  | Cabinet | SEL1-7-1-S-010-B132 | [15 empty] | 609Bay | 7-B132 | B132 | S-010 | 1 | 7 | SEL1 | #REF! | [8 empty] | SJTKR-OR-004030-CO1 |  |  |  | P | 1.6 | 0 | 찾을 수 없음
Sold | 세종텔레콤 | Sejong Telecom Inc. | SJTKR |  |  |  | Sejong QDF |  | Cabinet | SEL1-7-1-S-010-B133 | [15 empty] | 608Bay | 7-B133 | B133 | S-010 | 1 | 7 | SEL1 | #REF! | [8 empty] | SJTKR-OR-004030-CO1 |  |  |  | P | 1.6 | 0 | 찾을 수 없음
Sold | 세종텔레콤 | Sejong Telecom Inc. | SJTKR |  |  |  | Sejong QDF |  | Cabinet | SEL1-7-1-S-010-B134 | [15 empty] | 607Bay | 7-B134 | B134 | S-010 | 1 | 7 | SEL1 | #REF! | [8 empty] | SJTKR-OR-004030-CO1 |  |  |  | P | 1.6 | 0 | 찾을 수 없음
Sold | 세종텔레콤 | Sejong Telecom Inc. | SJTKR |  |  |  | Sejong QDF |  | Cabinet | SEL1-7-1-S-010-B135 | [15 empty] | 606Bay | 7-B135 | B135 | S-010 | 1 | 7 | SEL1 | #REF! | [8 empty] | SJTKR-OR-004030-CO1 |  |  |  | P | 1.6 | 0 | 찾을 수 없음
Sold | 세종텔레콤 | Sejong Telecom Inc. | SJTKR |  |  |  | Sejong QDF |  | Cabinet | SEL1-7-1-S-010-B136 | [15 empty] | 605Bay | 7-B136 | B136 | S-010 | 1 | 7 | SEL1 | #REF! | [8 empty] | SJTKR-OR-004030-CO1 |  |  |  | P | 1.6 | 0 | 찾을 수 없음
Sold | 세종텔레콤 | Sejong Telecom Inc. | SJTKR |  |  |  | Sejong QDF |  | Cabinet | SEL1-7-1-S-010-B137 | [15 empty] | 604Bay | 7-B137 | B137 | S-010 | 1 | 7 | SEL1 | #REF! | [8 empty] | SJTKR-OR-004030-CO1 |  |  |  | P | 1.6 | 0 | 찾을 수 없음
Sold | 세종텔레콤 | Sejong Telecom Inc. | SJTKR |  |  |  | Sejong QDF |  | Cabinet | SEL1-7-1-S-010-B138 | [15 empty] | 603Bay | 7-B138 | B138 | S-010 | 1 | 7 | SEL1 | #REF! | [8 empty] | SJTKR-OR-004030-CO1 |  |  |  | P | 1.6 | 0 | 찾을 수 없음
Sold | 세종텔레콤 | Sejong Telecom Inc. | SJTKR |  |  |  | Sejong QDF |  | Cabinet | SEL1-7-1-S-010-B139 | [15 empty] | 602Bay | 7-B139 | B139 | S-010 | 1 | 7 | SEL1 | #REF! | [8 empty] | SJTKR-OR-004030-CO1 |  |  |  | P | 1.6 | 0 | 찾을 수 없음
Sold | 세종텔레콤 | Sejong Telecom Inc. | SJTKR |  |  |  | Sejong QDF |  | Cabinet | SEL1-7-1-S-010-B140 | [15 empty] | 601Bay | 7-B140 | B140 | S-010 | 1 | 7 | SEL1 | #REF! | [8 empty] | SJTKR-OR-004030-CO1 |  |  |  | P | 1.6 | 0 | 찾을 수 없음
Sold | 세종텔레콤 | Sejong Telecom Inc. | SJTKR |  |  |  | Sejong 전송장비 |  | Cabinet | SEL1-7-1-S-010-B201 | [8 empty] | IPD A-3-47 | IPD B-3-47 | [5 empty] | 532Bay | 7-B201 | B201 | S-010 | 1 | 7 | SEL1 | #REF! |  | 7 |  |  | 7 |  |  |  | SJTKR-OR-004030-CO1 |  |  |  | O | 1.6 | 0 | 찾을 수 없음
Sold | 세종텔레콤 | Sejong Telecom Inc. | SJTKR |  |  |  | Sejong 전송장비 |  | Cabinet | SEL1-7-1-S-010-B202 | [8 empty] | IPD A-3-46 | IPD B-3-46 | [5 empty] | 531Bay | 7-B202 | B202 | S-010 | 1 | 7 | SEL1 | #REF! |  | 7 |  |  | 7 |  |  |  | SJTKR-OR-004030-CO1 |  |  |  | O | 1.6 | 0 | DC
Sold | 세종텔레콤 | Sejong Telecom Inc. | SJTKR |  |  |  | Sejong 전송장비 |  | Cabinet | SEL1-7-1-S-010-B203 | [8 empty] | IPD A-3-44 | IPD B-3-44 | [5 empty] | 530Bay | 7-B203 | B203 | S-010 | 1 | 7 | SEL1 | #REF! |  | 7 |  |  | 7 |  |  |  | SJTKR-OR-004030-CO1 |  |  |  | O | 1.6 | 0 | DC
Sold | 세종텔레콤 | Sejong Telecom Inc. | SJTKR |  |  |  | Sejong 전송장비(Reserve) |  | Cabinet | SEL1-7-1-S-010-B205 | [15 empty] | 529Bay | 7-B205 | B205 | S-010 | 1 | 7 | SEL1 | #REF! | [8 empty] | SJTKR-OR-004030-CO1 |  |  |  | R | 1.6 | 0 | 찾을 수 없음
Sold | 세종텔레콤 | Sejong Telecom Inc. | SJTKR |  |  |  | Sejong 전송장비(Reserve) |  | Cabinet | SEL1-7-1-S-010-B206 | [15 empty] | 528Bay | 7-B206 | B206 | S-010 | 1 | 7 | SEL1 | #REF! | [8 empty] | SJTKR-OR-004030-CO1 |  |  |  | R | 1.6 | 0 | 찾을 수 없음
Sold | 세종텔레콤 | Sejong Telecom Inc. | SJTKR |  |  |  | Sejong 전송장비 |  | Cabinet | SEL1-7-1-S-010-B207 | [8 empty] | IPD A-3-41 | IPD B-3-41 | [5 empty] | 527Bay | 7-B207 | B207 | S-010 | 1 | 7 | SEL1 | #REF! |  | 7 |  |  | 3 |  | 4 |  | SJTKR-OR-004030-CO1 |  |  |  | O | 1.6 | 0 | DC
Sold | 세종텔레콤 | Sejong Telecom Inc. | SJTKR |  |  |  | Sejong 전송장비 |  | Cabinet | SEL1-7-1-S-010-B208 | [8 empty] | IPD A-3-10 | IPD B-3-10 | [5 empty] | 526Bay | 7-B208 | B208 | S-010 | 1 | 7 | SEL1 | #REF! |  | 7 |  |  | 7 |  |  |  | SJTKR-OR-004030-CO1 |  |  |  | O | 1.6 | 0 | DC
Sold | 세종텔레콤 | Sejong Telecom Inc. | SJTKR |  |  |  | Sejong 전송장비 |  | Cabinet | SEL1-7-1-S-010-B209 | [8 empty] | IPD A-3-07 | IPD B-3-07 | [5 empty] | 525Bay | 7-B209 | B209 | S-010 | 1 | 7 | SEL1 | #REF! |  | 7 |  |  | 7 |  |  |  | SJTKR-OR-004030-CO1 |  |  |  | O | 1.6 | 0 | DC
Sold | 세종텔레콤 | Sejong Telecom Inc. | SJTKR |  |  |  | Sejong 전송장비 |  | Cabinet | SEL1-7-1-S-010-B210 | [8 empty] | IPD A-3-06 | IPD B-3-06 | [5 empty] | 524Bay | 7-B210 | B210 | S-010 | 1 | 7 | SEL1 | #REF! |  | 7 |  |  | 7 |  |  |  | SJTKR-OR-004030-CO1 |  |  |  | O | 1.6 | 0 | DC
Sold | 세종텔레콤 | Sejong Telecom Inc. | SJTKR |  |  |  | Sejong 전송장비 |  | Cabinet | SEL1-7-1-S-010-B211 | [8 empty] | IPD A-3-05 | IPD B-3-05 | [5 empty] | 523Bay | 7-B211 | B211 | S-010 | 1 | 7 | SEL1 | #REF! |  | 4 |  |  | 3 | 1 |  |  | SJTKR-OR-004030-CO1 |  |  |  | O | 1.6 | 0 | DC
Available |  | Sejong Telecom Inc. | DTEKR | [5 empty] | Cabinet | SEL1-7-1-S-010-B216 | [8 empty] | IPD A-2-48 | IPD B-2-48 | [5 empty] | 520Bay | 7-B216 | B216 | S-010 | 1 | 7 | SEL1 | #REF! |  | 2 |  |  | 2
Available |  | Sejong Telecom Inc. | DTEKR | [5 empty] | Cabinet | SEL1-7-1-S-010-B217 | [8 empty] | IPD A-2-47 | IPD B-2-47 | IPD A-2-53 | IPD B-2-53 |  |  |  | 519Bay | 7-B217 | B217 | S-010 | 1 | 7 | SEL1 | #REF! |  | 4 |  |  | 4
Sold | 세종텔레콤 | Sejong Telecom Inc. | DTEKR | [5 empty] | Cabinet | SEL1-7-1-S-010-B218 | [8 empty] | IPD A-2-44 | IPD B-2-46 | [5 empty] | 518Bay | 7-B218 | B218 | S-010 | 1 | 7 | SEL1 | #REF! |  | 6 | 2 |  | 4 | [6 empty] | SKB | O |  | 0 | AC/DC
Sold | 세종텔레콤 | Sejong Telecom Inc. | DTEKR | [5 empty] | Cabinet | SEL1-7-1-S-010-B219 | UPS A1 |  | UPS A1-07 | [5 empty] | IPD A-2-58 | IPD B-2-58 | [5 empty] | 517Bay | 7-B219 | B219 | S-010 | 1 | 7 | SEL1 | #REF! |  | 5 |  |  | 5 | [6 empty] | SKB | O | 2.2 | 0 | AC/DC
Sold | 세종텔레콤 | Sejong Telecom Inc. | SJTKR |  |  |  | Sejong 전송장비(Reserve) |  | Cabinet | SEL1-7-1-S-010-B220 | [15 empty] | 516Bay | 7-B220 | B220 | S-010 | 1 | 7 | SEL1 | #REF! | [8 empty] | SJTKR-OR-004030-CO1 |  |  |  | R | 1.6 | 0 | 찾을 수 없음
Sold | 세종텔레콤 | Sejong Telecom Inc. | SJTKR |  |  |  | Sejong 전송장비(Reserve) |  | Cabinet | SEL1-7-1-S-010-B221 | [15 empty] | 515Bay | 7-B221 | B221 | S-010 | 1 | 7 | SEL1 | #REF! | [8 empty] | SJTKR-OR-004030-CO1 |  |  |  | R | 1.6 | 0 | 찾을 수 없음
Sold | 세종텔레콤 | Sejong Telecom Inc. | DTEKR | [5 empty] | Cabinet | SEL1-7-1-S-010-B222 | [8 empty] | IPD A-2-23 | IPD B-2-23 | [5 empty] | 514Bay | 7-B222 | B222 | S-010 | 1 | 7 | SEL1 | #REF! |  | 10 |  |  | 10 | [6 empty] | LGU+ | O | 2.2 | 0 | DC
Sold | 세종텔레콤 | Sejong Telecom Inc. | DTEKR | [5 empty] | Cabinet | SEL1-7-1-S-010-B223 | [8 empty] | IPD A-2-07 | IPD B-2-07 | [5 empty] | 513Bay | 7-B223 | B223 | S-010 | 1 | 7 | SEL1 | #REF! |  | 8 |  |  | 8 | [6 empty] | SKB | O | 2.2 | 0 | DC
Stranded | DEK | Digital Edge Korea | DTEKR | [5 empty] | Cabinet | SEL1-7-1-S-010-B224 | [15 empty] | 512Bay | 7-B224 | B224 | S-010 | 1 | 7 | SEL1 | #REF! | [13 empty] | 2.2 | 0
Sold | 세종텔레콤 | Sejong Telecom Inc. | DTEKR | [5 empty] | Cabinet | SEL1-7-1-S-010-B225 | [8 empty] | IPD A-2-62 | IPD B-2-62 | IPD A-2-63 | IPD B-2-63 |  |  |  | 511Bay | 7-B225 | B225 | S-010 | 1 | 7 | SEL1 | #REF! |  | 10 |  |  | 10 | [6 empty] | LGU+ | O | 2.2 | 0 | DC
Available | [8 empty] | Cabinet | SEL1-7-1-S-010-B303 | [15 empty] | 430Bay | 7-B303 | B303 | S-010 | 1 | 7 | SEL1 | #REF!
Available | [8 empty] | Cabinet | SEL1-7-1-S-010-B304 | [15 empty] | 429Bay | 7-B304 | B304 | S-010 | 1 | 7 | SEL1 | #REF!
Available | [8 empty] | Cabinet | SEL1-7-1-S-010-B305 | [15 empty] | 428Bay | 7-B305 | B305 | S-010 | 1 | 7 | SEL1 | #REF!
Sold | 세종텔레콤 | Sejong Telecom Inc. | SJTKR |  |  |  | Sejong 전송장비 |  | Cabinet | SEL1-7-1-S-010-B306 | [8 empty] | IPD A-3-57 | IPD B-3-57 | IPD A-3-58 | IPD B-3-58 |  |  |  | 427Bay | 7-B306 | B306 | S-010 | 1 | 7 | SEL1 | #REF! |  | 5 |  |  | 5 |  |  |  | SJTKR-OR-004030-CO1 |  |  |  | O | 1.6 | 0 | DC
Sold | 세종텔레콤 | Sejong Telecom Inc. | SJTKR |  |  |  | Sejong 전송장비 |  | Cabinet | SEL1-7-1-S-010-B307 | [8 empty] | IPD A-3-01 | IPD B-3-01 | IPD A-3-02 | IPD B-3-02 | IPD A-3-03 | IPD B-3-03 |  | 426Bay | 7-B307 | B307 | S-010 | 1 | 7 | SEL1 | #REF! |  | 6 |  |  | 6 |  |  |  | SJTKR-OR-004030-CO1 |  |  |  | O | 1.6 | 0 | DC
Sold | 세종텔레콤 | Sejong Telecom Inc. | SJTKR |  |  |  | Sejong 전송장비 |  | Cabinet | SEL1-7-1-S-010-B308 | [8 empty] | IPD A-3-42 | IPD B-3-42 | IPD A-3-43 | IPD B-3-43 |  |  |  | 425Bay | 7-B308 | B308 | S-010 | 1 | 7 | SEL1 | #REF! |  | 5 |  |  | 5 |  |  |  | SJTKR-OR-004030-CO1 |  |  |  | O | 1.6 | 0 | DC
Sold | 세종텔레콤 | Sejong Telecom Inc. | SJTKR |  |  |  | Sejong 전송장비 |  | Cabinet | SEL1-7-1-S-010-B309 | [8 empty] | IPD A-3-27 | IPD B-3-27 | [5 empty] | 424Bay | 7-B309 | B309 | S-010 | 1 | 7 | SEL1 | #REF! |  | 5 |  |  | 5 |  |  |  | SJTKR-OR-004030-CO1 |  |  |  | O | 1.6 | 0 | DC
Sold | 세종텔레콤 | Sejong Telecom Inc. | SJTKR |  |  |  | Sejong 전송장비 |  | Cabinet | SEL1-7-1-S-010-B310 | [8 empty] | IPD A-3-26 | IPD B-3-26 | [5 empty] | 423Bay | 7-B310 | B310 | S-010 | 1 | 7 | SEL1 | #REF! |  | 7 |  |  | 7 |  |  |  | SJTKR-OR-004030-CO1 |  |  |  | O | 1.6 | 0 | DC
Sold | 세종텔레콤 | Sejong Telecom Inc. | SJTKR |  |  |  | Sejong 전송장비(정류기) |  | Cabinet | SEL1-7-1-S-010-B311 | [15 empty] | 422Bay | 7-B311 | B311 | S-010 | 1 | 7 | SEL1 | #REF! | [8 empty] | SJTKR-OR-004030-CO1 |  |  |  | U | 1.6 | 0 | 찾을 수 없음
Sold | 세종텔레콤 | Sejong Telecom Inc. | SJTKR |  |  |  | Sejong 전송장비 |  | Cabinet | SEL1-7-1-S-010-B315 | [8 empty] | IPD A-3-53 | IPD B-3-52 | [5 empty] | 420Bay | 7-B315 | B315 | S-010 | 1 | 7 | SEL1 | #REF! |  | 3 |  |  | 3 |  |  |  | SJTKR-OR-004030-CO1 |  |  |  | O | 1.6 | 0 | DC
Sold | 세종텔레콤 | Sejong Telecom Inc. | DTEKR |  |  |  | SKB |  | Cabinet | SEL1-7-1-S-010-B316 | [8 empty] | IPD A-2-52 | IPD B-2-52 | [5 empty] | 419Bay | 7-B316 | B316 | S-010 | 1 | 7 | SEL1 | #REF! |  | 3 | 1 |  | 2 | [6 empty] | SKB | O | 2.2 | 0 | AC/DC
Sold | 세종텔레콤 | Sejong Telecom Inc. | SJTKR |  |  |  | SKB |  | Cabinet | SEL1-7-1-S-010-B317 | [8 empty] | IPD A-2-49 | IPD B-2-49 | [5 empty] | 418Bay | 7-B317 | B317 | S-010 | 1 | 7 | SEL1 | #REF! |  | 9 |  |  | 9 | [6 empty] | SKB | O | 2.2 | 0 | DC
Sold | 세종텔레콤 | Sejong Telecom Inc. | SJTKR |  |  |  | Sejong 전송장비(Reserve) |  | Cabinet | SEL1-7-1-S-010-B318 | [15 empty] | 417Bay | 7-B318 | B318 | S-010 | 1 | 7 | SEL1 | #REF! | [8 empty] | SJTKR-OR-004030-CO1 |  |  |  | R | 1.6 | 0 | 찾을 수 없음
Stranded | DEK | Digital Edge Korea | DTEKR |  |  |  | 층간 patch OFD |  | Cabinet | SEL1-7-1-S-010-B319 | [15 empty] | 416Bay | 7-B319 | B319 | S-010 | 1 | 7 | SEL1 | #REF! | [13 empty] | 2.2 | 0 | 전원없음(Patch)
Stranded | DEK | Digital Edge Korea | DTEKR |  |  |  | 층간 patch OFD |  | Cabinet | SEL1-7-1-S-010-B320 | [15 empty] | 415Bay | 7-B320 | B320 | S-010 | 1 | 7 | SEL1 | #REF! | [13 empty] | 2.2 | 0 | 전원없음(Patch)
Sold | 세종텔레콤 | Sejong Telecom Inc. | DTEKR |  |  |  | 드림라인 |  | Cabinet | SEL1-7-1-S-010-B321 | [8 empty] | IPD A-2-10 | IPD B-2-10 | [5 empty] | 414Bay | 7-B321 | B321 | S-010 | 1 | 7 | SEL1 | #REF! |  | 4 |  |  | 4 | [6 empty] | 드림라인 | O | 2.2 | 0 | 찾을 수 없음
Sold | 세종텔레콤 | Digital Edge Korea | DTEKR |  |  |  | 층간 patch OFD |  | Cabinet | SEL1-7-1-S-010-B322 | [15 empty] | 413Bay | 7-B322 | B322 | S-010 | 1 | 7 | SEL1 | #REF! |  | 11 | 2 | 9 | [9 empty] | 2.2 | 0 | DC
Sold | 세종텔레콤 | Sejong Telecom Inc. | SJTKR |  |  |  | Sejong 전송장비(Reserve) |  | Cabinet | SEL1-7-1-S-010-B323 | [15 empty] | 412Bay | 7-B323 | B323 | S-010 | 1 | 7 | SEL1 | #REF! | [8 empty] | SJTKR-OR-004030-CO1 |  |  |  | R | 1.6 | 0
Sold | 세종텔레콤 | Sejong Telecom Inc. | SJTKR |  |  |  | Sejong 전송장비(정류기) |  | Cabinet | SEL1-7-1-S-010-B324 | [15 empty] | 411Bay | 7-B324 | B324 | S-010 | 1 | 7 | SEL1 | #REF! | [8 empty] | SJTKR-OR-004030-CO1 |  |  |  | U | 1.6 | 0 | 찾을 수 없음
Sold | 세종텔레콤 | Sejong Telecom Inc. | SJTKR |  |  |  | Sejong 전송장비 |  | Cabinet | SEL1-7-1-S-010-B402 | [15 empty] | 331Bay | 7-B402 | B402 | S-010 | 1 | 7 | SEL1 | #REF! | [8 empty] | SJTKR-OR-004030-CO1 |  |  |  | O | 1.6 | 0 | DC
Sold | 세종텔레콤 | Sejong Telecom Inc. | SJTKR |  |  |  | Sejong 전송장비 |  | Cabinet | SEL1-7-1-S-010-B403 | [8 empty] | IPD A-3-56 | IPD B-3-56 | [5 empty] | 330Bay | 7-B403 | B403 | S-010 | 1 | 7 | SEL1 | #REF! |  | 2 |  |  | 2 |  |  |  | SJTKR-OR-004030-CO1 |  |  |  | O | 1.6 | 0 | DC
Sold | 세종텔레콤 | Sejong Telecom Inc. | SJTKR |  |  |  | Sejong 전송장비 |  | Cabinet | SEL1-7-1-S-010-B404 | [8 empty] | IPD A-3-15 | IPD B-3-15 | [5 empty] | 329Bay | 7-B404 | B404 | S-010 | 1 | 7 | SEL1 | #REF! |  | 5 |  |  | 5 |  |  |  | SJTKR-OR-004030-CO1 |  |  |  | O | 1.6 | 0 | DC
Sold | 세종텔레콤 | Sejong Telecom Inc. | SJTKR |  |  |  | Sejong 전송장비 |  | Cabinet | SEL1-7-1-S-010-B405 | [8 empty] | IPD A-3-16 | IPD B-3-16 | [5 empty] | 328Bay | 7-B405 | B405 | S-010 | 1 | 7 | SEL1 | #REF! |  | 5 |  |  | 5 |  |  |  | SJTKR-OR-004030-CO1 |  |  |  | O | 1.6 | 0 | DC
Sold | 세종텔레콤 | Sejong Telecom Inc. | SJTKR |  |  |  | Sejong 전송장비 |  | Cabinet | SEL1-7-1-S-010-B406 | [8 empty] | IPD A-3-17 | IPD B-3-17 | [5 empty] | 327Bay | 7-B406 | B406 | S-010 | 1 | 7 | SEL1 | #REF! |  | 5 |  |  | 5 |  |  |  | SJTKR-OR-004030-CO1 |  |  |  | O | 1.6 | 0 | DC
Sold | 세종텔레콤 | Sejong Telecom Inc. | SJTKR |  |  |  | Sejong 전송장비 |  | Cabinet | SEL1-7-1-S-010-B407 | [8 empty] | IPD A-3-23 | IPD B-3-24 | [5 empty] | 326Bay | 7-B407 | B407 | S-010 | 1 | 7 | SEL1 | #REF! |  | 7 |  |  | 7 |  |  |  | SJTKR-OR-004030-CO1 |  |  |  | O | 1.6 | 0 | DC
Sold | 세종텔레콤 | Sejong Telecom Inc. | SJTKR |  |  |  | Sejong 전송장비 |  | Cabinet | SEL1-7-1-S-010-B408 | [8 empty] | IPD A-3-59 | IPD B-3-59 | [5 empty] | 325Bay | 7-B408 | B408 | S-010 | 1 | 7 | SEL1 | #REF! |  | 3 |  |  | 3 |  |  |  | SJTKR-OR-004030-CO1 |  |  |  | O | 1.6 | 0 | DC
Sold | 세종텔레콤 | Sejong Telecom Inc. | SJTKR |  |  |  | Sejong 전송장비(Reserve) |  | Cabinet | SEL1-7-1-S-010-B409 | [15 empty] | 324Bay | 7-B409 | B409 | S-010 | 1 | 7 | SEL1 | [9 empty] | SJTKR-OR-004030-CO1 |  |  |  | R | 1.6 | 0
Sold | 세종텔레콤 | Sejong Telecom Inc. | SJTKR |  |  |  | Sejong 전송장비(Reserve) |  | Cabinet | SEL1-7-1-S-010-B410 | [15 empty] | 323Bay | 7-B410 | B410 | S-010 | 1 | 7 | SEL1 | [9 empty] | SJTKR-OR-004030-CO1 |  |  |  | O | 1.6 | 0 | DC
Sold | 세종텔레콤 | Sejong Telecom Inc. | SJTKR |  |  |  | Sejong 전송장비(Patch) |  | Cabinet | SEL1-7-1-S-010-B411 | U3-7A |  | U3-7A-29 | [12 empty] | 322Bay | 7-B411 | B411 | S-010 | 1 | 7 | SEL1 | #REF! |  | 4 | 4 | [5 empty] | SJTKR-OR-004030-CO1 |  |  |  | O | 1.6 | 0.0176
Available | [6 empty] | Sejong 전송장비 |  | Cabinet | SEL1-7-1-S-010-B415 | [8 empty] | IPD A-3-25 | IPD B-3-25 | [5 empty] | 319Bay | 7-B415 | B415 | S-010 | 1 | 7 | SEL1 | #REF! |  | 17 |  |  | 17
Stranded | prod-net#1 | Digital Edge Korea | DTEKR | [5 empty] | Cabinet | SEL1-7-1-S-010-B416 | [8 empty] | IPD A-2-18 | IPD B-2-18 | [5 empty] | 318Bay | 7-B416 | B416 | S-010 | 1 | 7 | SEL1 | #REF! |  | 4 |  |  | 4 |  |  |  |  | DEK-IB-00045941 |  |  |  | 2.2 | 0.902
Stranded | prod-net#2 | Digital Edge Korea | DTEKR | [5 empty] | Cabinet | SEL1-7-1-S-010-B417 | [15 empty] | 317Bay | 7-B417 | B417 | S-010 | 1 | 7 | SEL1 | #REF! | [9 empty] | DEK-IB-00045940 |  |  |  | 2.2 | 0.726
Stranded | prod-net#3 | Digital Edge Korea | DTEKR | [5 empty] | Cabinet | SEL1-7-1-S-010-B418 | [15 empty] | 316Bay | 7-B418 | B418 | S-010 | 1 | 7 | SEL1 | #REF! | [9 empty] | DEK-IB-00045939 |  |  |  | 2.2 | 0.704
Stranded | prod-net#4 | Digital Edge Korea | DTEKR | [5 empty] | Cabinet | SEL1-7-1-S-010-B419 | [15 empty] | 315Bay | 7-B419 | B419 | S-010 | 1 | 7 | SEL1 | #REF! | [9 empty] | DEK-IB-00045938 |  |  |  | 2.2 | 0.99
Stranded | prod-net#5 | Digital Edge Korea | DTEKR | [5 empty] | Cabinet | SEL1-7-1-S-010-B420 | [15 empty] | 314Bay | 7-B420 | B420 | S-010 | 1 | 7 | SEL1 | #REF! | [9 empty] | DEK-IB-00045937 |  |  |  | 2.2 | 1.408
Stranded | prod-net#6 | Digital Edge Korea | DTEKR | [5 empty] | Cabinet | SEL1-7-1-S-010-B421 | [15 empty] | 313Bay | 7-B421 | B421 | S-010 | 1 | 7 | SEL1 | #REF! | [9 empty] | DEK-IB-00045936 |  |  |  | 2.2 | 2.442
Stranded | corp-net#1 | Digital Edge Korea | DTEKR | [5 empty] | Cabinet | SEL1-7-1-S-010-B422 | [15 empty] | 312Bay | 7-B422 | B422 | S-010 | 1 | 7 | SEL1 | #REF! | [14 empty] | 1.254
Stranded | corp-net#2 | Digital Edge Korea | DTEKR | [5 empty] | Cabinet | SEL1-7-1-S-010-B423 | [15 empty] | 311Bay | 7-B423 | B423 | S-010 | 1 | 7 | SEL1 | #REF! | [9 empty] | DEK-IB-000105186 |  |  |  | 2.2 | 1.034
Available | [8 empty] | Cabinet | SEL1-7-1-S-010-B424 | [15 empty] | 3101Bay | 7-B424 | B424 | S-010 | 1 | 7 | SEL1 | #REF!
Sold | 세종텔레콤 | Sejong Telecom Inc. | SJTKR |  |  |  | Sejong 전송장비 |  | Cabinet | SEL1-7-1-S-010-B502 | [8 empty] | IPD A-3-22 | IPD B-3-22 | [5 empty] | 231Bay | 7-B502 | B502 | S-010 | 1 | 7 | SEL1 | #REF! |  | 5 |  |  | 3 |  | 2 |  | SJTKR-OR-004030-CO1 |  |  |  | O | 1.6 | 0 | DC
Sold | 세종텔레콤 | Sejong Telecom Inc. | SJTKR |  |  |  | Sejong 전송장비 |  | Cabinet | SEL1-7-1-S-010-B503 | [8 empty] | IPD A-3-51 | IPD B-3-51 | [5 empty] | 230Bay | 7-B503 | B503 | S-010 | 1 | 7 | SEL1 | #REF! |  | 5 |  |  | 5 |  |  |  | SJTKR-OR-004030-CO1 |  |  |  | O | 1.6 | 0 | DC
Sold | 세종텔레콤 | Sejong Telecom Inc. | SJTKR |  |  |  | Sejong 전송장비 |  | Cabinet | SEL1-7-1-S-010-B504 | [8 empty] | IPD A-3-50 | IPD B-3-50 | [5 empty] | 229Bay | 7-B504 | B504 | S-010 | 1 | 7 | SEL1 | #REF! |  | 5 |  |  | 5 |  |  |  | SJTKR-OR-004030-CO1 |  |  |  | O | 1.6 | 0 | DC
Sold | 세종텔레콤 | Sejong Telecom Inc. | SJTKR |  |  |  | Sejong 전송장비 |  | Cabinet | SEL1-7-1-S-010-B505 | [8 empty] | IPD A-3-49 | IPD B-3-49 | [5 empty] | 228Bay | 7-B505 | B505 | S-010 | 1 | 7 | SEL1 | #REF! |  | 7 |  |  | 7 |  |  |  | SJTKR-OR-004030-CO1 |  |  |  | O | 1.6 | 0 | DC
Sold | 세종텔레콤 | Sejong Telecom Inc. | SJTKR |  |  |  | Sejong 전송장비 |  | Cabinet | SEL1-7-1-S-010-B506 | [8 empty] | IPD A-3-21 | IPD B-3-21 | [5 empty] | 227Bay | 7-B506 | B506 | S-010 | 1 | 7 | SEL1 | #REF! |  | 5 |  |  | 5 |  |  |  | SJTKR-OR-004030-CO1 |  |  |  | O | 1.6 | 0 | DC
Sold | 세종텔레콤 | Sejong Telecom Inc. | SJTKR |  |  |  | Sejong 전송장비 |  | Cabinet | SEL1-7-1-S-010-B507 | [8 empty] | IPD A-3-20 | IPD B-3-20 | [5 empty] | 226Bay | 7-B507 | B507 | S-010 | 1 | 7 | SEL1 | #REF! |  | 17 |  |  | 17 |  |  |  | SJTKR-OR-004030-CO1 |  |  |  | O | 1.6 | 0 | DC
Sold | 세종텔레콤 | Sejong Telecom Inc. | SJTKR |  |  |  | Sejong 전송장비 |  | Cabinet | SEL1-7-1-S-010-B508 | [8 empty] | IPD A-3-52 | IPD B-3-23 | IPD A-3-55 | IPD B-3-54 |  |  |  | 225Bay | 7-B508 | B508 | S-010 | 1 | 7 | SEL1 | #REF! |  | 16 |  |  | 16 |  |  |  | SJTKR-OR-004030-CO1 |  |  |  | O | 1.6 | 0 | DC
Sold | 세종텔레콤 | Sejong Telecom Inc. | SJTKR |  |  |  | Sejong 전송장비 |  | Cabinet | SEL1-7-1-S-010-B509 | [8 empty] | IPD A-3-19 | IPD B-3-19 | [5 empty] | 224Bay | 7-B509 | B509 | S-010 | 1 | 7 | SEL1 | #REF! |  | 7 |  |  | 5 | 2 |  |  | SJTKR-OR-004030-CO1 |  |  |  | O | 1.6 | 0 | DC
Sold | 세종텔레콤 | Sejong Telecom Inc. | SJTKR |  |  |  | Sejong 전송장비 |  | Cabinet | SEL1-7-1-S-010-B510 | [8 empty] | IPD A-3-18 | IPD B-3-18 | [5 empty] | 223Bay | 7-B510 | B510 | S-010 | 1 | 7 | SEL1 | #REF! |  | 13 |  |  | 13 |  |  |  | SJTKR-OR-004030-CO1 |  |  |  | O | 1.6 | 0 | DC
Sold | 세종텔레콤 | Sejong Telecom Inc. | SJTKR |  |  |  | Sejong 전송장비(정류기) |  | Cabinet | SEL1-7-1-S-010-B511 | [15 empty] | 222Bay | 7-B511 | B511 | S-010 | 1 | 7 | SEL1 | #REF! | [8 empty] | SJTKR-OR-004030-CO1 |  |  |  | U | 1.6 | 0 | 찾을 수 없음
Stranded | DEK | Digital Edge Korea | DTEKR | [5 empty] | Cabinet | SEL1-7-1-S-010-B515 | [8 empty] | IPD A-2-22 | IPD B-2-22 | [5 empty] | 219Bay | 7-B515 | B515 | S-010 | 1 | 7 | SEL1 | #REF! |  | 4 |  |  | 4 | [8 empty] | 2.2 | 0 | DC
Stranded | DEK | Digital Edge Korea | [6 empty] | Cabinet | SEL1-7-1-S-010-B516 | [15 empty] | 218Bay | 7-B516 | B516 | S-010 | 1 | 7 | SEL1 | #REF! | [13 empty] | 2.2 | 0
Stranded | DEK | Digital Edge Korea | [6 empty] | Cabinet | SEL1-7-1-S-010-B517 | [15 empty] | 217Bay | 7-B517 | B517 | S-010 | 1 | 7 | SEL1 | #REF! | [13 empty] | 2.2 | 0.924
Available | [8 empty] | Cabinet | SEL1-7-1-S-010-B518 | [15 empty] | 216Bay | 7-B518 | B518 | S-010 | 1 | 7 | SEL1 | #REF!
Available | [8 empty] | Cabinet | SEL1-7-1-S-010-B519 | [15 empty] | 215Bay | 7-B519 | B519 | S-010 | 1 | 7 | SEL1 | #REF!
Available | [8 empty] | Cabinet | SEL1-7-1-S-010-B520 | [15 empty] | 214Bay | 7-B520 | B520 | S-010 | 1 | 7 | SEL1 | #REF!
Available | [8 empty] | Cabinet | SEL1-7-1-S-010-B521 | [15 empty] | 2131Bay | 7-B521 | B521 | S-010 | 1 | 7 | SEL1 | #REF!
Available | [8 empty] | Cabinet | SEL1-7-1-S-010-B522 | [8 empty] | IPD A-2-13 | IPD B-2-13 | [5 empty] | 213Bay | 7-B522 | B522 | S-010 | 1 | 7 | SEL1 | #REF!
Available | [8 empty] | Cabinet | SEL1-7-1-S-010-B523 | [8 empty] | IPD A-2-12 | IPD B-2-12 | [5 empty] | 212Bay | 7-B523 | B523 | S-010 | 1 | 7 | SEL1 | #REF! |  | 17 |  |  | 17
Available | [8 empty] | Cabinet | SEL1-7-1-S-010-B524 | [15 empty] | 211Bay | 7-B524 | B524 | S-010 | 1 | 7 | SEL1 | #REF!
Sold | 세종텔레콤 | Sejong Telecom Inc. | SJTKR |  |  |  | Sejong 전송장비(정류기) |  | Cabinet | SEL1-7-1-S-010-B525 | [16 empty] | 7-B525 | B525 | S-010 | 1 | 7 | SEL1 | [9 empty] | SJTKR-OR-004030-CO1 |  |  |  | U | 1.6 | 0 | 찾을 수 없음
Sold | 세종텔레콤 | Sejong Telecom Inc. | SJTKR |  |  |  | Sejong OFD |  | Cabinet | SEL1-7-1-S-010-B601 | [15 empty] | 132Bay | 7-B601 | B601 | S-010 | 1 | 7 | SEL1 | #REF! | [8 empty] | SJTKR-OR-004030-CO1 |  |  |  | P | 1.6 | 0 | 찾을 수 없음
Sold | 세종텔레콤 | Sejong Telecom Inc. | SJTKR |  |  |  | Sejong OFD |  | Cabinet | SEL1-7-1-S-010-B602 | [15 empty] | 131Bay | 7-B602 | B602 | S-010 | 1 | 7 | SEL1 | #REF! | [8 empty] | SJTKR-OR-004030-CO1 |  |  |  | P | 1.6 | 0 | 찾을 수 없음
Sold | 세종텔레콤 | Sejong Telecom Inc. | SJTKR |  |  |  | Sejong OFD |  | Cabinet | SEL1-7-1-S-010-B603 | [15 empty] | 130Bay | 7-B603 | B603 | S-010 | 1 | 7 | SEL1 | #REF! | [8 empty] | SJTKR-OR-004030-CO1 |  |  |  | P | 1.6 | 0 | 찾을 수 없음
Sold | 세종텔레콤 | Sejong Telecom Inc. | SJTKR |  |  |  | Sejong OFD |  | Cabinet | SEL1-7-1-S-010-B604 | [15 empty] | 129Bay | 7-B604 | B604 | S-010 | 1 | 7 | SEL1 | #REF! | [8 empty] | SJTKR-OR-004030-CO1 |  |  |  | P | 1.6 | 0 | 찾을 수 없음
Sold | 세종텔레콤 | Sejong Telecom Inc. | SJTKR |  |  |  | Sejong OFD |  | Cabinet | SEL1-7-1-S-010-B605 | [15 empty] | 128Bay | 7-B605 | B605 | S-010 | 1 | 7 | SEL1 | #REF! | [8 empty] | SJTKR-OR-004030-CO1 |  |  |  | P | 1.6 | 0 | 찾을 수 없음
Sold | 세종텔레콤 | Sejong Telecom Inc. | SJTKR |  |  |  | Sejong OFD |  | Cabinet | SEL1-7-1-S-010-B606 | [15 empty] | 127Bay | 7-B606 | B606 | S-010 | 1 | 7 | SEL1 | #REF! | [8 empty] | SJTKR-OR-004030-CO1 |  |  |  | P | 1.6 | 0 | 찾을 수 없음
Sold | 세종텔레콤 | Sejong Telecom Inc. | SJTKR |  |  |  | Sejong OFD |  | Cabinet | SEL1-7-1-S-010-B607 | [15 empty] | 126Bay | 7-B607 | B607 | S-010 | 1 | 7 | SEL1 | #REF! | [8 empty] | SJTKR-OR-004030-CO1 |  |  |  | P | 1.6 | 0 | 찾을 수 없음
Sold | 세종텔레콤 | Sejong Telecom Inc. | SJTKR |  |  |  | Sejong OFD (Reserved) |  | Cabinet | SEL1-7-1-S-010-B608 | [15 empty] | 125Bay | 7-B608 | B608 | S-010 | 1 | 7 | SEL1 | #REF! | [8 empty] | SJTKR-OR-004030-CO1 |  |  |  | P | 1.6 | 0 | 찾을 수 없음
Sold | 세종텔레콤 | Sejong Telecom Inc. | SJTKR |  |  |  | Sejong OFD |  | Cabinet | SEL1-7-1-S-010-B609 | [15 empty] | 124Bay | 7-B609 | B609 | S-010 | 1 | 7 | SEL1 | #REF! | [8 empty] | SJTKR-OR-004030-CO1 |  |  |  | P | 1.6 | 0 | 찾을 수 없음
Sold | 세종텔레콤 | Sejong Telecom Inc. | SJTKR |  |  |  | Sejong OFD |  | Cabinet | SEL1-7-1-S-010-B610 | [15 empty] | 123Bay | 7-B610 | B610 | S-010 | 1 | 7 | SEL1 | #REF! | [8 empty] | SJTKR-OR-004030-CO1 |  |  |  | P | 1.6 | 0 | 찾을 수 없음
Sold | 세종텔레콤 | Sejong Telecom Inc. | SJTKR |  |  |  | Sejong OFD |  | Cabinet | SEL1-7-1-S-010-B611 | [15 empty] | 122Bay | 7-B611 | B611 | S-010 | 1 | 7 | SEL1 | #REF! | [8 empty] | SJTKR-OR-004030-CO1 |  |  |  | P | 1.6 | 0 | 찾을 수 없음
Sold | 세종텔레콤 | Sejong Telecom Inc. | SJTKR |  |  |  | Sejong 전송장비 |  | Cabinet | SEL1-7-1-S-010-B615 | [8 empty] | IPD A-2-66 | IPD B-2-66 | [5 empty] | 121Bay | 7-B615 | B615 | S-010 | 1 | 7 | SEL1 | #REF! |  | 7 |  |  | 2 | 5 |  |  | SJTKR-OR-004030-CO1 |  |  |  | O | 1.6 | 0 | DC
Sold | 세종텔레콤 | Sejong Telecom Inc. | SJTKR |  |  |  | Sejong 전송장비 |  | Cabinet | SEL1-7-1-S-010-B616 | [8 empty] | IPD A-2-67 | IPD B-2-67 | [5 empty] | 120Bay | 7-B616 | B616 | S-010 | 1 | 7 | SEL1 | #REF! |  | 7 |  |  | 7 |  |  |  | SJTKR-OR-004030-CO1 |  |  |  | O | 1.6 | 0 | DC
Sold | 세종텔레콤 | Sejong Telecom Inc. | SJTKR |  |  |  | Sejong 전송장비 |  | Cabinet | SEL1-7-1-S-010-B617 | [8 empty] | IPD A-2-65 | IPD B-2-65 | [5 empty] | 119Bay | 7-B617 | B617 | S-010 | 1 | 7 | SEL1 | #REF! |  | 8 |  |  | 7 | 1 |  |  | SJTKR-OR-004030-CO1 |  |  |  | O | 1.6 | 0 | DC
Sold | 세종텔레콤 | Sejong Telecom Inc. | SJTKR |  |  |  | Sejong 전송장비 |  | Cabinet | SEL1-7-1-S-010-B618 | [8 empty] | IPD A-2-64 | IPD B-2-64 | [5 empty] | 118Bay | 7-B618 | B618 | S-010 | 1 | 7 | SEL1 | #REF! |  | 3 |  |  | 2 | 1 |  |  | SJTKR-OR-004030-CO1 |  |  |  | O | 1.6 | 0 | DC
Sold | 세종텔레콤 | Sejong Telecom Inc. | SJTKR |  |  |  | Sejong 전송장비 |  | Cabinet | SEL1-7-1-S-010-B619 | [8 empty] | IPD A-2-60 | IPD B-2-60 | [5 empty] | 117Bay | 7-B619 | B619 | S-010 | 1 | 7 | SEL1 | #REF! |  | 3 |  |  | 2 | 1 |  |  | SJTKR-OR-004030-CO1 |  |  |  | O | 1.6 | 0 | DC
Sold | 세종텔레콤 | Sejong Telecom Inc. | SJTKR |  |  |  | Sejong 전송장비 |  | Cabinet | SEL1-7-1-S-010-B620 | [8 empty] | IPD A-2-61 | IPD B-2-61 | [5 empty] | 116Bay | 7-B620 | B620 | S-010 | 1 | 7 | SEL1 | #REF! |  | 3 |  |  | 3 |  |  |  | SJTKR-OR-004030-CO1 |  |  |  | O | 1.6 | 0 | DC
Sold | 세종텔레콤 | Sejong Telecom Inc. | SJTKR |  |  |  | Sejong 전송장비 |  | Cabinet | SEL1-7-1-S-010-B621 | [8 empty] | IPD A-2-59 | IPD B-2-59 | [5 empty] | 115Bay | 7-B621 | B621 | S-010 | 1 | 7 | SEL1 | #REF! |  | 7 |  |  | 7 |  |  |  | SJTKR-OR-004030-CO1 |  |  |  | O | 1.6 | 0 | DC
Sold | 세종텔레콤 | Sejong Telecom Inc. | SJTKR |  |  |  | Sejong 전송장비 |  | Cabinet | SEL1-7-1-S-010-B622 | [8 empty] | IPD A-2-56 | IPD B-2-56 | [5 empty] | 114Bay | 7-B622 | B622 | S-010 | 1 | 7 | SEL1 | #REF! |  | 7 |  |  | 7 |  |  |  | SJTKR-OR-004030-CO1 |  |  |  | O | 1.6 | 0 | DC
Sold | 세종텔레콤 | Sejong Telecom Inc. | SJTKR |  |  |  | Sejong 전송장비 |  | Cabinet | SEL1-7-1-S-010-B623 | [8 empty] | IPD A-2-55 | IPD B-2-55 | [5 empty] | 113Bay | 7-B623 | B623 | S-010 | 1 | 7 | SEL1 | #REF! |  | 6 |  |  | 6 |  |  |  | SJTKR-OR-004030-CO1 |  |  |  | O | 1.6 | 0 | DC
Sold | 세종텔레콤 | Sejong Telecom Inc. | SJTKR |  |  |  | Sejong 전송장비 |  | Cabinet | SEL1-7-1-S-010-B624 | [8 empty] | IPD A-2-54 | IPD B-2-54 | [5 empty] | 112Bay | 7-B624 | B624 | S-010 | 1 | 7 | SEL1 | #REF! |  | 7 |  |  | 7 |  |  |  | SJTKR-OR-004030-CO1 |  |  |  | O | 1.6 | 0 | DC
Sold | 세종텔레콤 | Sejong Telecom Inc. | SJTKR |  |  |  | Sejong 전송장비 |  | Cabinet | SEL1-7-1-S-010-B625 | [8 empty] | IPD A-2-57 | IPD B-2-57 | [5 empty] | 111Bay | 7-B625 | B625 | S-010 | 1 | 7 | SEL1 | #REF! |  | 7 |  |  | 7 |  |  |  | SJTKR-OR-004030-CO1 |  |  |  | O | 1.6 | 0 | DC
Available | [8 empty] | Cabinet | SEL1-7-1-S-010-C1001 | [15 empty] | B9 | 7-C1001 | C1001 | S-010 | 1 | 7 | SEL1 | #REF!
Sold | 세종텔레콤 | Sejong Telecom Inc. | SJTKR | [5 empty] | Cabinet | SEL1-7-1-S-010-C1002 | U3-7A | U3-7B | U3-7A-35 | U3-7B-35 | [11 empty] | B8 | 7-C1002 | C1002 | S-010 | 1 | 7 | SEL1 | #REF! |  | 1 |  |  | 1 |  |  |  | SJTKR-OR-004030-CO1 |  |  |  | O | 1.6 | 2.398
Sold | 세종텔레콤 | Sejong Telecom Inc. | SJTKR | [5 empty] | Cabinet | SEL1-7-1-S-010-C1003 | U3-7A | U3-7B | U3-7A-33 | U3-7B-33 | [11 empty] | B7 | 7-C1003 | C1003 | S-010 | 1 | 7 | SEL1 | #REF! |  | 2 |  |  | 2 |  |  |  | SJTKR-OR-004030-CO1 |  |  |  | O | 1.6 | 3.366
Sold | 세종텔레콤 | Sejong Telecom Inc. | SJTKR | [5 empty] | Cabinet | SEL1-7-1-S-010-C1004 | U3-7A | U3-7B | U3-7A-31 | U3-7B-31 | [11 empty] | B6 | 7-C1004 | C1004 | S-010 | 1 | 7 | SEL1 | #REF! |  | 14 | 9 |  | 5 |  |  |  | SJTKR-OR-004030-CO1 |  |  |  | O | 1.6 | 1.716
Sold | 세종텔레콤 | Sejong Telecom Inc. | SJTKR | 클라우드이음 |  |  |  |  | Cabinet | SEL1-7-1-S-010-C1005 | [15 empty] | B5 | 7-C1005 | C1005 | S-010 | 1 | 7 | SEL1 | #REF! | [8 empty] | SJTKR-OR-003938 | SJTKR-IB-00096820 |  |  |  | 2.2 | 0.682
Available | [8 empty] | Cabinet | SEL1-7-1-S-010-C1006 | [15 empty] | B4 | 7-C1006 | C1006 | S-010 | 1 | 7 | SEL1 | #REF!
Available | [8 empty] | Cabinet | SEL1-7-1-S-010-C1007 | [15 empty] | B3 | 7-C1007 | C1007 | S-010 | 1 | 7 | SEL1 | #REF!
Available | [8 empty] | Cabinet | SEL1-7-1-S-010-C1008 | [15 empty] | B2 | 7-C1008 | C1008 | S-010 | 1 | 7 | SEL1 | #REF!
Available | [8 empty] | Cabinet | SEL1-7-1-S-010-C1009 | [15 empty] | B1 | 7-C1009 | C1009 | S-010 | 1 | 7 | SEL1 | #REF!
Sold | 세종텔레콤 | Sejong Telecom Inc. | DTEKR | [5 empty] | Cabinet | SEL1-7-1-S-010-C104 | [8 empty] | IPD A-1-20 | IPD B-1-20 | [5 empty] | 507Bay | 7-C104 | C104 | S-010 | 1 | 7 | SEL1 | #REF! |  | 8 |  |  | 8 | [6 empty] | SKB | O | 2.2 | 0 | AC/DC
Sold | 세종텔레콤 | Sejong Telecom Inc. | DTEKR | [5 empty] | Cabinet | SEL1-7-1-S-010-C105 | [8 empty] | IPD A-1-11 | IPD B-1-14 | IPD A-1-15 | IPD B-1-15 |  |  |  | 506Bay | 7-C105 | C105 | S-010 | 1 | 7 | SEL1 | #REF! |  | 15 |  |  | 15 | [6 empty] | KT | O | 2.2 | 0 | DC
Sold | 세종텔레콤 | Sejong Telecom Inc. | SJTKR |  |  |  | Sejong 전송장비(Reserve) |  | Cabinet | SEL1-7-1-S-010-C106 | [15 empty] | 505Bay | 7-C106 | C106 | S-010 | 1 | 7 | SEL1 | #REF! | [8 empty] | SJTKR-OR-004030-CO1 |  |  |  | R | 1.6 | 0 | 찾을 수 없음
Sold | 세종텔레콤 | Sejong Telecom Inc. | DTEKR | [5 empty] | Cabinet | SEL1-7-1-S-010-C107 | [8 empty] | IPD B-1-16 | IPD A-1-16 | [5 empty] | 504Bay | 7-C107 | C107 | S-010 | 1 | 7 | SEL1 | #REF! |  | 10 |  |  | 10 | [6 empty] | KT | O | 2.2 | 0 | DC
Sold | 세종텔레콤 | Sejong Telecom Inc. | DTEKR | [5 empty] | Cabinet | SEL1-7-1-S-010-C108 | [8 empty] | IPD A-1-17 | IPD B-1-17 | [5 empty] | 503Bay | 7-C108 | C108 | S-010 | 1 | 7 | SEL1 | #REF! |  | 7 |  |  | 6 |  | 1 |  |  |  |  | KT | O | 2.2 | 0 | DC
Sold | 세종텔레콤 | Sejong Telecom Inc. | DTEKR | [5 empty] | Cabinet | SEL1-7-1-S-010-C109 | [8 empty] | IPD A-1-56 | IPD B-1-56 | [5 empty] | 502Bay | 7-C109 | C109 | S-010 | 1 | 7 | SEL1 | #REF! |  | 6 |  |  | 6 | [6 empty] | KT | O | 2.2 | 0 | DC
Sold | 세종텔레콤 | Sejong Telecom Inc. | DTEKR | [5 empty] | Cabinet | SEL1-7-1-S-010-C110 | [8 empty] | IPD A-1-19 | IPD B-1-19 | [5 empty] | 501Bay | 7-C110 | C110 | S-010 | 1 | 7 | SEL1 | #REF! |  | 11 |  |  | 11 | [6 empty] | LGU+ | O | 2.2 | 0 | DC
Available | [8 empty] | Cabinet | SEL1-7-1-S-010-C1101 | [15 empty] | A9 | 7-C1101 | C1101 | S-010 | 1 | 7 | SEL1 | #REF!
Sold | 주식회사 엘지헬로비전 | LG Hello Vision Co., Ltd. | LGHKR | [5 empty] | Cabinet | SEL1-7-1-S-010-C1102 | UPS A2 | UPS B2 | UPS A2-08 | UPS B2-08 | [11 empty] | A8 | 7-C1102 | C1102 | S-010 | 1 | 7 | SEL1 | #REF! | [8 empty] | LGHKR-OR-003362 | LGHKR-IB-00035400 |  |  |  | 2.2 | 0.902
Sold | 주식회사 엘지헬로비전 | LG Hello Vision Co., Ltd. | LGHKR | [5 empty] | Cabinet | SEL1-7-1-S-010-C1103 | UPS A2 | UPS B2 | UPS A2-06 | UPS B2-06 | [11 empty] | A7 | 7-C1103 | C1103 | S-010 | 1 | 7 | SEL1 | #REF! | [8 empty] | LGHKR-OR-003362 | LGHKR-IB-00035401 |  |  |  | 2.2 | 0.77
Sold | 주식회사 엘지헬로비전 | LG Hello Vision Co., Ltd. | LGHKR | [5 empty] | Cabinet | SEL1-7-1-S-010-C1104 | UPS A2 | UPS B2 | UPS A2-10 | UPS B2-10 | [11 empty] | A6 | 7-C1104 | C1104 | S-010 | 1 | 7 | SEL1 | #REF! | [8 empty] | LGHKR-OR-003362 | LGHKR-IB-00035402 |  |  |  | 2.2 | 1.078
Sold | 주식회사 엘지헬로비전 | LG Hello Vision Co., Ltd. | LGHKR | [5 empty] | Cabinet | SEL1-7-1-S-010-C1105 | UPS A2 | UPS B2 | UPS A2-09 | UPS B2-09 | [11 empty] | A5 | 7-C1105 | C1105 | S-010 | 1 | 7 | SEL1 | #REF! | [8 empty] | LGHKR-OR-003362 | LGHKR-IB-00035403 |  |  |  | 2.2 | 0.814
Sold | 주식회사 엘지헬로비전 | LG Hello Vision Co., Ltd. | LGHKR | [5 empty] | Cabinet | SEL1-7-1-S-010-C1106 | UPS A2 | UPS B2 | UPS A2-07 | UPS B2-07 |  |  |  |  | IPD B-5-F42 | IPD A-5-F42 | IPD B-5-F43 | IPD A-5-F43 |  |  |  | A4 | 7-C1106 | C1106 | S-010 | 1 | 7 | SEL1 | #REF! | [8 empty] | LGHKR-OR-003362 | LGHKR-IB-00035404 |  |  |  | 2.2 | 1.298 | AC/DC
Sold | 주식회사 엘지헬로비전 | LG Hello Vision Co., Ltd. | LGHKR | [5 empty] | Cabinet | SEL1-7-1-S-010-C1107 | UPS A2 | UPS B2 | UPS A2-05 | UPS B2-05 | [11 empty] | A3 | 7-C1107 | C1107 | S-010 | 1 | 7 | SEL1 | #REF! | [8 empty] | LGHKR-OR-003362 | LGHKR-IB-00035405 |  |  |  | 2.2 | 1.562
Sold | 주식회사 엘지헬로비전 | LG Hello Vision Co., Ltd. | LGHKR | [5 empty] | Cabinet | SEL1-7-1-S-010-C1108 | UPS A2 | UPS B2 | UPS A2-03 | UPS B2-03 | [11 empty] | A2 | 7-C1108 | C1108 | S-010 | 1 | 7 | SEL1 | #REF! | [8 empty] | LGHKR-OR-003362 | LGHKR-IB-00035406 |  |  |  | 2.2 | 0.99
Sold | 주식회사 엘지헬로비전 | LG Hello Vision Co., Ltd. | LGHKR | [5 empty] | Cabinet | SEL1-7-1-S-010-C1109 | UPS A2 | UPS B2 | UPS A2-01 | UPS B2-01 | [11 empty] | A1 | 7-C1109 | C1109 | S-010 | 1 | 7 | SEL1 | #REF! | [8 empty] | LGHKR-OR-003362 | LGHKR-IB-00035407 |  |  |  | 2.2 | 1.694
Sold | 세종텔레콤 | Sejong Telecom Inc. | SJTKR |  |  |  | Sejong 전송장비 |  | Cabinet | SEL1-7-1-S-010-C201 | UPS A1 | UPS B1 | UPS A1-32 | UPS B1-26 | [11 empty] | 410Bay | 7-C201 | C201 | S-010 | 1 | 7 | SEL1 | #REF! |  | 3 | 2 | 1 |  |  |  |  | SJTKR-OR-004030-CO1 |  |  |  | O | 1.6 | 0.099
Sold | 세종텔레콤 | Sejong Telecom Inc. | SJTKR |  |  |  | Sejong 전송장비 |  | Cabinet | SEL1-7-1-S-010-C202 | [15 empty] | 409Bay | 7-C202 | C202 | S-010 | 1 | 7 | SEL1 | #REF! |  | 9 | 5 |  | 4 |  |  |  | SJTKR-OR-004030-CO1 |  |  |  | O | 1.6 | 0
Sold | 세종텔레콤 | Sejong Telecom Inc. | SJTKR |  |  |  | Sejong 전송장비 |  | Cabinet | SEL1-7-1-S-010-C203 | UPS A1 | UPS B1 | UPS A1-12 | UPS B1-17 | [11 empty] | 408Bay | 7-C203 | C203 | S-010 | 1 | 7 | SEL1 | #REF! |  | 16 | 16 | [5 empty] | SJTKR-OR-004030-CO1 |  |  |  | O | 1.6 | 1.298
Sold | 세종텔레콤 | Sejong Telecom Inc. | SJTKR |  |  |  | Sejong 전송장비 |  | Cabinet | SEL1-7-1-S-010-C204 | UPS A1 | UPS B1 | UPS A1-10 | UPS B1-15 |  |  |  |  | IPD A-1-44 | IPD B-1-06 | [5 empty] | 407Bay | 7-C204 | C204 | S-010 | 1 | 7 | SEL1 | #REF! |  | 14 | 7 |  | 7 |  |  |  | SJTKR-OR-004030-CO1 |  |  |  | O | 1.6 | 0.77 | AC/DC
Sold | 세종텔레콤 | Sejong Telecom Inc. | SJTKR |  |  |  | Sejong 전송장비 |  | Cabinet | SEL1-7-1-S-010-C205 | UPS A1 | UPS B1 | UPS A1-08 | UPS B1-13 |  |  |  |  | IPD A-1-43 | IPD B-1-05 | [5 empty] | 406Bay | 7-C205 | C205 | S-010 | 1 | 7 | SEL1 | #REF! |  | 14 | 10 |  | 4 |  |  |  | SJTKR-OR-004030-CO1 |  |  |  | O | 1.6 | 0.88 | AC/DC
Sold | 세종텔레콤 | Sejong Telecom Inc. | SJTKR |  |  |  | Sejong 전송장비 |  | Cabinet | SEL1-7-1-S-010-C206 | UPS B1 | U3-7A | UPS B1-09 | U3-7A-08 | [11 empty] | 405Bay | 7-C206 | C206 | S-010 | 1 | 7 | SEL1 | #REF! |  | 10 | 2 |  | 5 |  | 3 |  | SJTKR-OR-004030-CO1 |  |  |  | O | 1.6 | 0.594
Sold | 세종텔레콤 | Sejong Telecom Inc. | SJTKR |  |  |  | Sejong_인터넷 |  | Cabinet | SEL1-7-1-S-010-C207 |  |  | 라벨 없음(B1 PNL에서 인출 추정) | [12 empty] | 404Bay | 7-C207 | C207 | S-010 | 1 | 7 | SEL1 | #REF! |  | 3 | 3 | [5 empty] | SJTKR-OR-004030-CO1 |  |  |  | O | 1.6 | 0
Sold | 세종텔레콤 | Sejong Telecom Inc. | SJTKR |  |  |  | Sejong_인터넷 |  | Cabinet | SEL1-7-1-S-010-C208 |  |  | 라벨 없음(B1 PNL에서 인출 추정) | [12 empty] | 403Bay | 7-C208 | C208 | S-010 | 1 | 7 | SEL1 | #REF! |  | 4 | 3 |  |  |  | 1 |  | SJTKR-OR-004030-CO1 |  |  |  | O | 1.6 | 0
Sold | 세종텔레콤 | Sejong Telecom Inc. | SJTKR |  |  |  | Sejong 전송장비(Reserve) |  | Cabinet | SEL1-7-1-S-010-C209 | [15 empty] | 402Bay | 7-C209 | C209 | S-010 | 1 | 7 | SEL1 | #REF! | [8 empty] | SJTKR-OR-004030-CO1 |  |  |  | R | 1.6 | 0 | 찾을 수 없음
Sold | 세종텔레콤 | Sejong Telecom Inc. | SJTKR |  |  |  | Sejong 전송장비(정류기) |  | Cabinet | SEL1-7-1-S-010-C210 | [15 empty] | 401Bay | 7-C210 | C210 | S-010 | 1 | 7 | SEL1 | #REF! | [8 empty] | SJTKR-OR-004030-CO1 |  |  |  | U | 1.6 | 0 | 찾을 수 없음
Available | [8 empty] | Cabinet | SEL1-7-1-S-010-C301 | [15 empty] | 310Bay | 7-C301 | C301 | S-010 | 1 | 7 | SEL1 | #REF!
Available | [8 empty] | Cabinet | SEL1-7-1-S-010-C302 | [15 empty] | 309Bay | 7-C302 | C302 | S-010 | 1 | 7 | SEL1
Available | [8 empty] | Cabinet | SEL1-7-1-S-010-C303 | [15 empty] | 308Bay | 7-C303 | C303 | S-010 | 1 | 7 | SEL1 | #REF!
Sold | LGU+ 전송장비 | Digital Edge Korea | DTEKR | [5 empty] | Cabinet | SEL1-7-1-S-010-C304 | [8 empty] | IPD A-1-24 | IPD B-1-24 | [5 empty] | 307Bay | 7-C304 | C304 | S-010 | 1 | 7 | SEL1 | #REF! |  | 4 |  |  | 4 | [8 empty] | 2.2 | 0 | DC
Sold | SKB 전송장비 | SK Broadband Co., Ltd. | DTEKR | [5 empty] | Cabinet | SEL1-7-1-S-010-C305 | [8 empty] | IPD A-1-07 | IPD B-1-07 | [5 empty] | 306Bay | 7-C305 | C305 | S-010 | 1 | 7 | SEL1 | #REF! |  | 8 |  |  | 8 |  |  |  |  | SKBHQ2-IB-00045894 |  |  |  | 2.2 | 0 | DC
Sold | LGU+ 전송장비 | Digital Edge Korea | DTEKR | [5 empty] | Cabinet | SEL1-7-1-S-010-C306 | [8 empty] | IPD A-1-57 | IPD B-1-57 | [5 empty] | 305Bay | 7-C306 | C306 | S-010 | 1 | 7 | SEL1 | #REF! |  | 11 |  |  | 11 | [8 empty] | 2.2 | 0 | DC
Sold | KT 전송장비 | Digital Edge Korea | DTEKR | [5 empty] | Cabinet | SEL1-7-1-S-010-C307 | [8 empty] | IPD A-1-21 | IPD B-1-21 | [5 empty] | 304Bay | 7-C307 | C307 | S-010 | 1 | 7 | SEL1 | #REF! |  | 3 |  |  | 3 | [8 empty] | 2.2 | 0 | DC
Sold | 세종텔레콤 | Sejong Telecom Inc. | SJTKR | [5 empty] | Cabinet | SEL1-7-1-S-010-C308 | [8 empty] | IPD A-1-18 | IPD B-1-18 | [5 empty] | 303Bay | 7-C308 | C308 | S-010 | 1 | 7 | SEL1 | #REF! |  | 3 |  |  | 3 |  |  |  | SJTKR-OR-004030-CO1 |  |  |  | O | 1.6 | 0 | DC
Sold | SKB 전송장비 | SK Broadband Co., Ltd. | DTEKR | [5 empty] | Cabinet | SEL1-7-1-S-010-C309 | [8 empty] | IPD A-1-23 | IPD B-1-23 | [5 empty] | 302Bay | 7-C309 | C309 | S-010 | 1 | 7 | SEL1 | #REF! |  | 3 |  |  | 3 |  |  |  | SKBHQ2-OR-003584 | SKBHQ2-IB-00045893 |  |  |  | 2.2 | 0 | DC
Sold | 세종텔레콤 | Sejong Telecom Inc. | SJTKR |  |  |  | Dreamline |  | Cabinet | SEL1-7-1-S-010-C310 | [15 empty] | 301Bay | 7-C310 | C310 | S-010 | 1 | 7 | SEL1 | [9 empty] | SJTKR-OR-004030-CO1 |  |  |  |  | 1.6 | 0
Sold | 세종텔레콤 | Sejong Telecom Inc. | SJTKR |  |  |  | Sejong_인터넷 |  | Cabinet | SEL1-7-1-S-010-C401 | U3-7A | U3-7B | U3-7A-13 | U3-7B-13 | [11 empty] | 210Bay | 7-C401 | C401 | S-010 | 1 | 7 | SEL1 | #REF! | [8 empty] | SJTKR-OR-004030-CO1 |  |  |  | O | 1.6 | 2.244
Sold | 세종텔레콤 | Sejong Telecom Inc. | SJTKR |  |  |  | Sejong_인터넷 |  | Cabinet | SEL1-7-1-S-010-C402 | U3-7A | U3-7B | U3-7A-11 | U3-7B-11 | [11 empty] | 209Bay | 7-C402 | C402 | S-010 | 1 | 7 | SEL1 | #REF! | [8 empty] | SJTKR-OR-004030-CO1 |  |  |  | O | 1.6 | 2.244
Sold | 세종텔레콤 | Sejong Telecom Inc. | SJTKR |  |  |  | Sejong_인터넷 |  | Cabinet | SEL1-7-1-S-010-C403 | U3-7A | U3-7B | U3-7A-17 | U3-7B-17 | U3-7A-27 | U3-7B-27 | [9 empty] | 208Bay | 7-C403 | C403 | S-010 | 1 | 7 | SEL1 | #REF! | [8 empty] | SJTKR-OR-004030-CO1 |  |  |  | O | 1.6 | 2.64
Sold | 세종텔레콤 | Sejong Telecom Inc. | SJTKR |  |  |  | Sejong_인터넷 |  | Cabinet | SEL1-7-1-S-010-C404 | U3-7A | U3-7B | U3-7A-19 | U3-7B-19 | [11 empty] | 207Bay | 7-C404 | C404 | S-010 | 1 | 7 | SEL1 | #REF! | [8 empty] | SJTKR-OR-004030-CO1 |  |  |  | O | 1.6 | 2.75
Sold | 세종텔레콤 | Sejong Telecom Inc. | SJTKR |  |  |  | Sejong_인터넷 |  | Cabinet | SEL1-7-1-S-010-C405 | U3-7A | U3-7B | U3-7A-21 | U3-7B-21 | [11 empty] | 206Bay | 7-C405 | C405 | S-010 | 1 | 7 | SEL1 | #REF! | [8 empty] | SJTKR-OR-004030-CO1 |  |  |  | O | 1.6 | 1.76
Sold | 세종텔레콤 | Sejong Telecom Inc. | SJTKR |  |  |  | Sejong_인터넷 |  | Cabinet | SEL1-7-1-S-010-C406 | U3-7A | U3-7B | U3-7A-23 | U3-7B-23 | [11 empty] | 205Bay | 7-C406 | C406 | S-010 | 1 | 7 | SEL1 | #REF! | [8 empty] | SJTKR-OR-004030-CO1 |  |  |  | O | 1.6 | 0.814
Sold | 세종텔레콤 | Sejong Telecom Inc. | SJTKR |  |  |  | Sejong_인터넷 |  | Cabinet | SEL1-7-1-S-010-C407 | U3-7A | U3-7B | U3-7A-25 | U3-7B-25 | [11 empty] | 204Bay | 7-C407 | C407 | S-010 | 1 | 7 | SEL1 | #REF! | [8 empty] | SJTKR-OR-004030-CO1 |  |  |  | O | 1.6 | 0.88
Sold | 세종텔레콤 | Sejong Telecom Inc. | SJTKR |  |  |  | Sejong_인터넷 |  | Cabinet | SEL1-7-1-S-010-C408 | U3-7A | U3-7B | U3-7A-32 | U3-7B-32 | [11 empty] | 203Bay | 7-C408 | C408 | S-010 | 1 | 7 | SEL1 | #REF! | [8 empty] | SJTKR-OR-004030-CO1 |  |  |  | O | 1.6 | 0.506
Sold | 세종텔레콤 | Sejong Telecom Inc. | SJTKR |  |  |  | Sejong_인터넷(Reserve) |  | Cabinet | SEL1-7-1-S-010-C409 | [15 empty] | 202Bay | 7-C409 | C409 | S-010 | 1 | 7 | SEL1 | #REF! | [8 empty] | SJTKR-OR-004030-CO1 |  |  |  | R | 1.6 | 0
Sold | 세종텔레콤 | Sejong Telecom Inc. | SJTKR |  |  |  | Sejong_전송장비(정류기) |  | Cabinet | SEL1-7-1-S-010-C410 | [15 empty] | 201Bay | 7-C410 | C410 | S-010 | 1 | 7 | SEL1 | #REF! | [8 empty] | SJTKR-OR-004030-CO1 |  |  |  | U | 1.6 | 0 | 찾을 수 없음
Sold | 신한금융투자(주) | Shinhan financial Investment | SIVKR | [5 empty] | Cabinet | SEL1-7-1-S-010-C501 | UPS A1 | UPS B1 | UPS A1-19 | UPS B1-10 | [11 empty] | G10 | 7-C501 | C501 | S-010 | 1 | 7 | SEL1 | #REF! | [7 empty] | Half | KRENDCUST46-IB-00035497 | KRENDCUST46-IB-00035497 Half |  |  |  | 1.1 | 0.154
Sold | 쿼드마이너 | Quad Miner | [6 empty] | Cabinet | SEL1-7-1-S-010-C502 | [8 empty] | IPD A-1-55 | IPD B-1-55 | [5 empty] | G9 | 7-C502 | C502 | S-010 | 1 | 7 | SEL1 | #REF! | [8 empty] | QUMKR-OR-005461 | QUMKR-IB-000105676 |  |  |  | 4 | 1.012
Sold | 쿼드마이너 | Quad Miner | [6 empty] | Cabinet | SEL1-7-1-S-010-C503 | U3-7A | U3-7B | U3-7A-02 | U3-7B-02 | [11 empty] | G8 | 7-C503 | C503 | S-010 | 1 | 7 | SEL1 | #REF! | [13 empty] | 4
Available | [8 empty] | Cabinet | SEL1-7-1-S-010-C504 | UPS A2 | UPS B2 | UPS A2-04 | UPS B2-04 |  |  |  |  | IPD A-1-50 | IPD B-1-47 | [5 empty] | G7 | 7-C504 | C504 | S-010 | 1 | 7 | SEL1 | #REF!
Available | [8 empty] | Cabinet | SEL1-7-1-S-010-C505 | UPS B1 | UPS A1 | UPS B1-18 | UPS A1-24 | [11 empty] | G6 | 7-C505 | C505 | S-010 | 1 | 7 | SEL1 | #REF!
Available | [8 empty] | Cabinet | SEL1-7-1-S-010-C506 | UPS B1 | UPS A1 | UPS B1-29 | UPS A1-33 | [11 empty] | G5 | 7-C506 | C506 | S-010 | 1 | 7 | SEL1 | #REF!
Available | [8 empty] | Cabinet | SEL1-7-1-S-010-C507 | UPS B1 | UPS A1 | UPS B1-16 | UPS A1-22 | [11 empty] | G4 | 7-C507 | C507 | S-010 | 1 | 7 | SEL1 | #REF!
Available | [8 empty] | Cabinet | SEL1-7-1-S-010-C508 | U3-7A | U3-7B | U3-7A-01 | U3-7B-01 | U3-7A-12 | U3-7B-12 | [9 empty] | G3 | 7-C508 | C508 | S-010 | 1 | 7 | SEL1 | #REF!
Available | [8 empty] | Cabinet | SEL1-7-1-S-010-C509 | UPS A1 |  | UPS A1-39 | [12 empty] | G2 | 7-C509 | C509 | S-010 | 1 | 7 | SEL1 | #REF!
Available | [8 empty] | Cabinet | SEL1-7-1-S-010-C510 | UPS A1 |  | UPS A1-35 | [12 empty] | G1 | 7-C510 | C510 | S-010 | 1 | 7 | SEL1 | #REF!
Available | [8 empty] | Cabinet | SEL1-7-1-S-010-C601 | [15 empty] | F10 | 7-C601 | C601 | S-010 | 1 | 7 | SEL1 | #REF!
Available | [8 empty] | Cabinet | SEL1-7-1-S-010-C602 | UPS B1 |  | UPS B1-40 | [12 empty] | F9 | 7-C602 | C602 | S-010 | 1 | 7 | SEL1 | #REF!
Available | [8 empty] | Cabinet | SEL1-7-1-S-010-C603 | UPS B1 |  | UPS B1-34 | [5 empty] | IPD A-5-F41 | IPD B-5-F40 | [5 empty] | F8 | 7-C603 | C603 | S-010 | 1 | 7 | SEL1 | #REF!
Sold | CARANG | CARANG | CARKR | [5 empty] | Cabinet | SEL1-7-1-S-010-C604 | UPS A1 | U3-7B | UPS A1-18 | U3-7B-29 | [11 empty] | F7 | 7-C604 | C604 | S-010 | 1 | 7 | SEL1 | #REF!
Sold | 델피콤주식회사 | Delphicom Co., Ltd. | DPCKR | [5 empty] | Cabinet | SEL1-7-1-S-010-C605 | UPS B1 |  | UPS B1-36 | [12 empty] | F6 | 7-C605 | C605 | S-010 | 1 | 7 | SEL1 | #REF! | [8 empty] | DPCKR-OR-003322 | DPCKR-IB-00035262 |  |  |  | 2.2 | 1.43
Sold | 델피콤주식회사 | Delphicom Co., Ltd. | DPCKR | [5 empty] | Cabinet | SEL1-7-1-S-010-C606 | U3-7A | UPS A1 | U3-7A-03 | UPS A1-16 | [11 empty] | F5 | 7-C606 | C606 | S-010 | 1 | 7 | SEL1 | #REF! | [7 empty] | Half | DPCKR-OR-003323 | DPCKR-IB-00035263 Half |  |  |  | 1.1 | 1.298
Sold | 페더아이티 | Feather-IT | FTIKR | [5 empty] | Cabinet | SEL1-7-1-S-010-C607 | [15 empty] | F4 | 7-C607 | C607 | S-010 | 1 | 7 | SEL1 | #REF! | [8 empty] | FTIKR-OR-008266 | FTIKR-IB-000124954 |  |  |  | 2.2
Available | [8 empty] | Cabinet | SEL1-7-1-S-010-C608 | UPS B1 | UPS A1 | UPS B1-20 | UPS A1-26 | [11 empty] | F3 | 7-C608 | C608 | S-010 | 1 | 7 | SEL1 | #REF!
Available | [8 empty] | Cabinet | SEL1-7-1-S-010-C609 | [15 empty] | F2 | 7-C609 | C609 | S-010 | 1 | 7 | SEL1 | #REF!
Available | [8 empty] | Cabinet | SEL1-7-1-S-010-C610 | [8 empty] | IPD A-1-51 | IPD B-1-51 | [5 empty] | F1 | 7-C610 | C610 | S-010 | 1 | 7 | SEL1 | #REF!
Available | [8 empty] | Cabinet | SEL1-7-1-S-010-C701 | [15 empty] | E10 | 7-C701 | C701 | S-010 | 1 | 7 | SEL1 | #REF!
Sold | 전자조달연구원 | eBID | RNTKR | [5 empty] | Cabinet | SEL1-7-1-S-010-C702 | UPS B1 | UPS A1 | UPS B1-30 | UPS A1-36 | [11 empty] | E9 | 7-C702 | C702 | S-010 | 1 | 7 | SEL1 | #REF! | [8 empty] | EBDKR-OR-003328 | EBDKR-IB-00035373 |  |  |  | 2.2 | 1.122
Sold | ㈜ 엑사넷코리아 | Exanet | EXNKR | [5 empty] | Cabinet | SEL1-7-1-S-010-C703 | UPS B1 | UPS A1 | UPS B1-27 | UPS A1-14 | [11 empty] | E8 | 7-C703 | C703 | S-010 | 1 | 7 | SEL1 | #REF! | [7 empty] | quarter -> Full | EXNKR-OR-003334 | EXNKR-IB-00035379 Quarter |  |  |  | 0.55 | 2.42
Available | [8 empty] | Cabinet | SEL1-7-1-S-010-C704 | UPS B1 |  | UPS B1-25 | [12 empty] | E7 | 7-C704 | C704 | S-010 | 1 | 7 | SEL1 | #REF!
Available | [8 empty] | Cabinet | SEL1-7-1-S-010-C705 | UPS B1 |  | UPS B1-23 | [12 empty] | E6 | 7-C705 | C705 | S-010 | 1 | 7 | SEL1 | #REF!
Available | [8 empty] | Cabinet | SEL1-7-1-S-010-C706 | UPS B1 |  | UPS B1-21 | [12 empty] | E5 | 7-C706 | C706 | S-010 | 1 | 7 | SEL1 | #REF!
Sold | Net People Co., Ltd. | Net People Co., Ltd. | NPPKR | [5 empty] | Cabinet | SEL1-7-1-S-010-C707 | UPS A1 |  | UPS A1-04 | [12 empty] | E4 | 7-C707 | C707 | S-010 | 1 | 7 | SEL1 | #REF!
Available | [8 empty] | Cabinet | SEL1-7-1-S-010-C708 | UPS A1 |  | UPS A1-06 | [12 empty] | E3 | 7-C708 | C708 | S-010 | 1 | 7 | SEL1 | #REF!
Available | [8 empty] | Cabinet | SEL1-7-1-S-010-C709 | UPS B1 |  | UPS B1-19 | [12 empty] | E2 | 7-C709 | C709 | S-010 | 1 | 7 | SEL1 | #REF!
Available | [8 empty] | Cabinet | SEL1-7-1-S-010-C710 | [15 empty] | E1 | 7-C710 | C710 | S-010 | 1 | 7 | SEL1 | #REF!
Available | [8 empty] | Cabinet | SEL1-7-1-S-010-C801 | [15 empty] | D8 | 7-C801 | C801 | S-010 | 1 | 7 | SEL1 | #REF!
Sold | (주)니즈텔레콤 | Needs Telecom | NTCKR | [5 empty] | Cabinet | SEL1-7-1-S-010-C802 | UPS A1 | UPS B1 | UPS A1-38 | UPS B1-32 | UPS A1-11 | [10 empty] | D7 | 7-C802 | C802 | S-010 | 1 | 7 | SEL1 | #REF! | [8 empty] | NTCKR-OR-003440 | NTCKR-IB-00035446 |  |  |  | 2.2 | 1.188
Available | [8 empty] | Cabinet | SEL1-7-1-S-010-C803 | UPS A1 | UPS B1 | UPS A1-34 | UPS B1-28 | [11 empty] | D6 | 7-C803 | C803 | S-010 | 1 | 7 | SEL1 | #REF!
Sold | 엔티티코리아주식회사 | NTT KOREA Co., Ltd. | NTTKR | [5 empty] | Cabinet | SEL1-7-1-S-010-C804 | U3-7A | U3-7B | U3-7A-06 | U3-7B-06 | U3-7A-54 | U3-7B-53 | [9 empty] | D5 | 7-C804 | C804 | S-010 | 1 | 7 | SEL1 | #REF! | [7 empty] | Half | SJTKR-OR-003444 | SJTKR-IB-00045928 Half |  | 엔티티코리아주식회사 |  | 1.1 | 0
Sold | 엔티티코리아주식회사 | NTT KOREA Co., Ltd. | NTTKR | [5 empty] | Cabinet | SEL1-7-1-S-010-C805 | UPS A2 | UPS B2 | UPS A2-02 | UPS B2-02 | [11 empty] | D4 | 7-C805 | C805 | S-010 | 1 | 7 | SEL1 | #REF! | [7 empty] | Half -> Full | SJTKR-OR-003445 | SJTKR-IB-00035453 Half |  | 엔티티코리아주식회사 |  | 1.1 | 0.484
Sold | (주)유엔시스 | UNSYS Co., Ltd. | UNSKR | [5 empty] | Cabinet | SEL1-7-1-S-010-C806 | UPS B1 |  | UPS B1-14 | [12 empty] | D3 | 7-C806 | C806 | S-010 | 1 | 7 | SEL1 | #REF! | [8 empty] | UNSKR-OR-003625 | UNSKR-IB-00035594 |  |  |  | 2.2 | 2.926
Available | [8 empty] | Cabinet | SEL1-7-1-S-010-C807 |  |  | 파악실패(미사용 상태) | [12 empty] | D2 | 7-C807 | C807 | S-010 | 1 | 7 | SEL1 | #REF!
Available | [8 empty] | Cabinet | SEL1-7-1-S-010-C808 | U3-7A | U3-7B | U3-7A-04 | U3-7B-04 | [11 empty] | D1 | 7-C808 | C808 | S-010 | 1 | 7 | SEL1 | #REF!
Available | [8 empty] | Cabinet | SEL1-7-1-S-010-C901 | [15 empty] | C9 | 7-C901 | C901 | S-010 | 1 | 7 | SEL1 | #REF!
Sold | IT Train | IT Train | [6 empty] | Cabinet | SEL1-7-1-S-010-C902 | UPS B1 | UPS B1 | UPS B1-08 | UPS B1-12 | [11 empty] | C8 | 7-C902 | C902 | S-010 | 1 | 7 | SEL1 | #REF! | [8 empty] | ITTKR-OR-004002 | ITTKR-IB-000103347 |  |  |  | 2.2 | 1.188
Sold | IT train | IT Train | [6 empty] | Cabinet | SEL1-7-1-S-010-C903 | UPS A1 | UPS A1 | UPS A1-23 | UPS A1-37 | [11 empty] | C7 | 7-C903 | C903 | S-010 | 1 | 7 | SEL1 | #REF! | [8 empty] | ITTKR-OR-004002 | ITTKR-IB-000103346 |  |  |  | 2.2 | 2.464
Sold | IT train | IT Train | [6 empty] | Cabinet | SEL1-7-1-S-010-C904 | U3-7A | U3-7B | U3-7A-10 | U3-7B-10 | [11 empty] | C6 | 7-C904 | C904 | S-010 | 1 | 7 | SEL1 | #REF! | [8 empty] | ITTKR-OR-004002 | ITTKR-IB-000103345 |  |  |  | 2.2 | 1.452
Sold | IT train | IT Train | [6 empty] | Cabinet | SEL1-7-1-S-010-C905 | [15 empty] | C5 | 7-C905 | C905 | S-010 | 1 | 7 | SEL1 | #REF! | [8 empty] | ITTKR-OR-004002 | ITTKR-IB-000103344 |  |  |  | 2.2 | 1.782
Available | [8 empty] | Cabinet | SEL1-7-1-S-010-C906 | [15 empty] | C4 | 7-C906 | C906 | S-010 | 1 | 7 | SEL1 | #REF!
Available | [8 empty] | Cabinet | SEL1-7-1-S-010-C907 | [15 empty] | C3 | 7-C907 | C907 | S-010 | 1 | 7 | SEL1 | #REF!
Available | [6 empty] | 빈공간 (TATA 2랙이 W700이상 설치예정으로 할당하지 않은 상면입니다. 현재는 TATA 2랙이 W600 으로 설치되어 랙 설치 가능합니다. |  | Cabinet | SEL1-7-1-S-010-C908 | [15 empty] | C2-2 | 7-C908 | C908 | S-010 | 1 | 7 | SEL1 | #REF!
Sold | 세종텔레콤 | Sejong Telecom Inc. | SJTKR |  |  |  | TATA communications |  | Cabinet | SEL1-7-1-S-010-C909 | [15 empty] | C2 | 7-C909 | C909 | S-010 | 1 | 7 | SEL1 | #REF! |  | 0 | [7 empty] | SJTKR-IB-00045899 |  | TATA |  | 2.2 | 0
Sold | 세종텔레콤 | Sejong Telecom Inc. | SJTKR |  |  |  | TATA communications |  | Cabinet | SEL1-7-1-S-010-C910 | U3-7A | U3-7B | U3-7A-15 | U3-7B-15 |  |  |  |  | IPD B-5-F48 | IPD B-1-41 | [5 empty] | C1 | 7-C910 | C910 | S-010 | 1 | 7 | SEL1 | #REF! |  | 0 | [7 empty] | SJTKR-IB-00045898 |  | TATA |  | 2.2 | 0.55 | AC/DC
Stranded | DEK | Digital Edge Korea | [6 empty] | Cabinet | SEL1-7-1-C-003-C1210 | [16 empty] | 7-C1210 | C1210 |  |  | 7 | [15 empty] | 0 | 0
Stranded | DEK | Digital Edge Korea | [6 empty] | Cabinet | SEL1-7-1-C-003-C1211 | [16 empty] | 7-C1211 | C1211 |  |  | 7 | [15 empty] | 0 | 0
[11 empty] | U3-7A | U3-7B | U3-7A-37 | U3-7B-37 |  |  |  |  | IPD A-4-32 | IPD B-4-32 | [5 empty] | Test Bed | 7-Test Bed | Test Bed | S-010 | 1 | 7 | SEL1 | #REF!
Note on AU2: [스레드 댓글] 사용 중인 버전의 Excel에서 이 스레드 댓글을 읽을 수 있지만 파일을 이후 버전의 Excel에서 열면 편집 내용이 모두 제거됩니다. 자세한 정보: https://go.microsoft.com/fwlink/?linkid=870924. 댓글: 세종 별도 계약 랙현황 표기 R: 미사용예약랙 또는 예약공간 U: IPD 공간 P: Patch랙 (OFD, UTP, QDF등) O: 사용랙
Note on B477: Yongchul Lee: 한비로 예약
Note on N837: 현상 이: 342Bay에서 1개 전원 인출사용 중
Note on N842: 현상 이: 340Bay에서 1개 전원 인출사용 중
Note on N902: 현상 이: 518Bay에서 인출 사용 중
Note on N903: 현상 이: 517Bay에서 인출 사용
Note on N909: 현상 이: 회로 조사 실패, B1 PNL 의심
Note on N921: 현상 이: 1회로 사용 중. 차단기 정보 파악 불가
Note on N927: 현상 이: 405Bay에서 1회로 연결 사용 중
Note on N1019: 현상 이: 408Bay에서 인출 사용 중
Note on O1019: 현상 이: 408Bay에서 인출 사용 중

## SEL1_CAB Summary
개수 : Cabinet ID | Std. Floor
Sold | 4 | 5 | 6 | 7 | 총합계
Available | 112 | 28 | 227 | 51 | 418
Reserved | 60 | 1 | 2 |  | 63
Sold | 172 | 154 | 47 | 201 | 574
Stranded | 9 | 8 | 4 | 19 | 40
총합계 | 353 | 191 | 280 | 271 | 1095

## 개통
No | Customer Name | Subcontract | Cabinet | Power(kVA) per cab | Location | In Service date | IB | OR | In Service | Note
1 | [STSKR] Suntech Solution |  | 1 | 2.2 | SEL1-4-1-S-010-B122 | 29/6/2023 | STSKR-IB-000107575 | STSKR-OR-006413 | Y
2 | [STSKR] Suntech Solution |  | 1 | 2.2 | SEL1-4-1-S-010-B123 | 2023-04-07 | STSKR-IB-000107993 | STSKR-OR-006494 | Y | 6월 개통으로 처리함
3 | [SJTKR] Sejong Telecom Inc. |  | 1 | 2.2 | SEL1-7-1-S-010-C409 | 27/7/2023 |  | SJTKR-OR-006553 | Y | 기존예약상면에서 사용으로 전환 (Reseved to Sold)
4 | [GDSKR] Kyungdong Corporation |  | 1 | 2.2 | SEL1-4-1-S-010-C904 | n/a |  | GDSKR-OR-006509 | Y | Novated
5 | [GDSKR] Kyungdong Corporation |  | 1 | 2.2 | SEL1-4-1-S-010-C905 | n/a |  | GDSKR-OR-006509 | Y | Novated
6 | [PFCKR] People Fund Company Co., Ltd |  | 1 | 4 | SEL1-6-1-C-001-G1102 | n/a | PFCKR-IB-00034016 | PFCKR-OR-000875 | Y | 현재 2.2kVA 에서 4kVA 로 계약 변경
7 | [PFCKR] People Fund Company Co., Ltd |  | 1 | 4 | SEL1-6-1-C-001-G1103 | n/a | PFCKR-IB-00034017 | PFCKR-OR-000875 | Y | 현재 2.2kVA 에서 4kVA 로 계약 변경
8 | [SJTKR] Sejong Telecom Inc. | COLT | 1 | 3 | SEL1-5-1-S-010-A603 | 23/8/2023 | SJTKR-IB-000107264 | SJTKR-OR-003910 | Y | 8월 개통으로 처리함, 3kVA
9 | [CARKR] CARANG |  | 1 | 2.2 | SEL1-7-1-S-010-C604 | 28/8/2023 | CARKR-IB-000122370 | CARKR-OR-007639 | Y | RFS: 9월 20일(수)
10 | [SJTKR] Sejong Telecom Inc. |  | 1 | 2.2 | SEL1-7-1-S-010-B206 | n/a |  |  | Y | 기존예약상면에서 사용으로 전환 (Reseved to Sold)
11 | [ITNKR] itnest |  | 1 | 6.6 | SEL1-5-1-S-010-A1006 | 16/11/2023 | ITNKR-IB-000124689 | itnest-OR-007122 | Y | 10월 마지막주 RFS
12 | [FTIKR] Feather-IT |  | 1 | 2.2 | SEL1-7-1-S-010-C607 | 2023-11-11 | FTIKR-IB-000124954 | FTIKR-OR-008266 | Y | 11월 개통이지만 서버만 미리 수령
13 | [OPBKR] Openbase |  | 1 | 13 | SEL1-5-1-C-004-C804 | 2023-08-12 | OPBKR-IB-000125253 | OPBKR-OR-006052 | N | RFS : 12월 01일
14 | [OPBKR] Openbase |  | 1 | 13 | SEL1-5-1-C-004-C604 |  |  |  | N
15 | [OPBKR] Openbase |  | 1 | 13 | SEL1-5-1-C-004-C404 |  |  |  | N
16 | [RXNKR] RXN |  | 1 | 4.4 | SEL1-6-1-S-010-B210 | 16/11/2023 | RXNKR-IB-000124941 | RXNKR-OR-008309 | Y | RFS : 2023년 11월 03일
17 | [SJTKR] Sejong Telecom Inc. |  | 1 | 2.2 |  |  |  | SJTKR-OR-003448-RCO1 | Y | renewal change order
18 | [ITNKR] itnest |  | 1 | 6.6 | SEL1-5-1-S-010-A907 |  |  | ITNKR-OR-009291 | N | RFS : 2024년 03월 31일 (3월말), D1,100mm
19 | [GSIKR] GS ITM |  | 60 | 2.2 | 4F | 2024-09-02 |  | GSIKR-OR-006066 | N | RFS: 2024년 02월 01일 go to GS ITM tab
20
21
22
23
24
25
26
27
28
29
30
31
32
33
34
35
36
37
38
39
40
41
42
43
44
45
46
47
48
49
50
51
52
53
54
55
56
57
58
59
60
61
62

## 해지
No | name | Subcontract | Cabinet count | Location | date (MM/DD/YYYY) | IB | OR | In Service | Note
1 | [TRFKR] Terrapin Tech Co., Ltd. |  | 0.5 | SEL1-6-1-S-010-A510 | 2023-07-04 | TRFKR-IB-00035590 | TRFKR-OR-003623-CO1 | N | Half
2 | [SJTKR] Sejong Telecom Inc. |  | 1 | SEL1-6-1-S-010-B207 | 2023-07-04 |  | SJTKR-OR-000518-CO1 | N | Net Target(세종 2차)
3 | [STSKR] Suntech Solution |  | 1 | SEL1-4-1-S-010-B116 | 2023-08-03 | STSKR-IB-00035576 | STSKR-OR-005922-CO1 | N | 해지완료
4 | [SFBKR] Samsung C&T Fashion Group |  | 1 | SEL1-6-1-C-002-G2108 | 2023-08-29 | SFBKR-IB-00045916 | (없음) | N | 미사용랙 Audit으로 발견 해지처리
5 | [CDUKR] Cloudup Co., Ltd. |  | 0.5 | SEL1-4-1-S-010-C403 | 2023-05-02 | CDUKR-IB-00035249 | CDUKR-OR-003299 | N | 해지
6 | [HNAKR] Heunga Shipping Co., Ltd |  | 1 | SEL1-6-1-S-010-A504 | 2023-09-01 | HNAKR-IB-00035386 | HNAKR-OR-003344 | N | 10월13일 해지반출완료 / 10월 15일 해지
7 | [HNAKR] Heunga Shipping Co., Ltd |  | 1 | SEL1-6-1-S-010-A505 | 2023-09-01 | HNAKR-IB-00035387 | HNAKR-OR-003344 | N | 10월13일 해지반출완료 / 10월 15일 해지
8 | [HNAKR] Heunga Shipping Co., Ltd |  | 1 | SEL1-6-1-S-010-A506 | 2023-09-01 | HNAKR-IB-00035388 | HNAKR-OR-003344 | N | 10월13일 해지반출완료 / 10월 15일 해지
9 | [HNAKR] Heunga Shipping Co., Ltd |  | 1 | SEL1-6-1-S-010-A507 | 2023-09-01 | HNAKR-IB-00035389 | HNAKR-OR-003344 | N | 10월13일 해지반출완료 / 10월 15일 해지
10 | [HNAKR] Heunga Shipping Co., Ltd |  | 1 | SEL1-6-1-S-010-A604 | 2023-09-01 | HNAKR-IB-00035390 | HNAKR-OR-003344 | N | 10월13일 해지반출완료 / 10월 15일 해지
11 | [HNAKR] Heunga Shipping Co., Ltd |  | 1 | SEL1-6-1-S-010-A605 | 2023-09-01 | HNAKR-IB-00035391 | HNAKR-OR-003344 | N | 10월13일 해지반출완료 / 10월 15일 해지
12 | [HNAKR] Heunga Shipping Co., Ltd |  | 1 | SEL1-6-1-S-010-A606 | 2023-09-01 | HNAKR-IB-00035392 | HNAKR-OR-003344 | N | 10월13일 해지반출완료 / 10월 15일 해지
13 | [HNAKR] Heunga Shipping Co., Ltd |  | 1 | SEL1-6-1-S-010-A607 | 2023-09-01 | HNAKR-IB-00035393 | HNAKR-OR-003344 | N | 10월13일 해지반출완료 / 10월 15일 해지
14 | [SJTKR] Sejong Telecom Inc. | BMW Korea | 1 | SEL1-4-1-C-003-G3101 | 2023-10-15 | BMWKR-IB-00035242 | BMWKR-OR-003295 | N | 10월13일 해지반출완료 / 10월 30일 해지
15 | [SJTKR] Sejong Telecom Inc. | BMW Korea | 1 | SEL1-4-1-C-003-G3102 | 2023-10-15 | BMWKR-IB-00035243 | BMWKR-OR-003295 | N | 10월13일 해지반출완료 / 10월 30일 해지
16 | [SJTKR] Sejong Telecom Inc. | BMW Korea | 1 | SEL1-4-1-C-003-G3201 | 2023-10-15 | BMWKR-IB-00035244 | BMWKR-OR-003295 | N | 10월13일 해지반출완료 / 10월 30일 해지
17 | [SJTKR] Sejong Telecom Inc. | BMW Korea | 1 | SEL1-4-1-C-003-G3202 | 2023-10-15 | BMWKR-IB-00035245 | BMWKR-OR-003295 | N | 10월13일 해지반출완료 / 10월 30일 해지
18 | [SJTKR] Sejong Telecom Inc. | BMW Korea | 1 | SEL1-4-1-C-003-G3203 | 2023-10-15 | BMWKR-IB-00035246 | BMWKR-OR-003295 | N | 10월13일 해지반출완료 / 10월 30일 해지
19 | [SLVKR] Social Live |  | 1 | SEL1-4-1-S-010-B520 | 2023-10-31 | SLVKR-IB-00035527 | SLVKR-OR-003586 | N | 11월 09일 해지 예정 / 10월31일 해지완료
20
21
22
23
24
25
26
27
28
29
30
31
32
33
34
35
36
37
38
39
40
41
42
43
44
45
46
47
48
49
50
51
52

## Telstra
assumed that cabinet #

## Singtel
assumed that cabinet #

## GS ITM
No | Customer Name | Subcontract | Cabinet | Power(kVA) per cab | Location | In Service date | IB | OR | In Service | Note
1 | [GSIKR] GS ITM |  | 1 |  |  |  |  | GSIKR-OR-006066 | N
2 |  |  | 1
3 |  |  | 1
4 |  |  | 1
5 |  |  | 1
6 |  |  | 1
7 |  |  | 1
8 |  |  | 1
9 |  |  | 1
10 |  |  | 1
11 |  |  | 1
12 |  |  | 1
13 |  |  | 1
14 |  |  | 1
15 |  |  | 1
16 |  |  | 1
17 |  |  | 1
18 |  |  | 1
19 |  |  | 1
20 |  |  | 1
21 |  |  | 1
22 |  |  | 1
23 |  |  | 1
24 |  |  | 1
25 |  |  | 1
26 |  |  | 1
27 |  |  | 1
28 |  |  | 1
29 |  |  | 1
30 |  |  | 1
31 |  |  | 1
32 |  |  | 1
33 |  |  | 1
34 |  |  | 1
35 |  |  | 1
36 |  |  | 1
37 |  |  | 1
38 |  |  | 1
39 |  |  | 1
40 |  |  | 1
41 |  |  | 1
42 |  |  | 1
43 |  |  | 1
44 |  |  | 1
45 |  |  | 1
46 |  |  | 1
47 |  |  | 1
48 |  |  | 1
49 |  |  | 1
50 |  |  | 1
51 |  |  | 1
52 |  |  | 1
53 |  |  | 1
54 |  |  | 1
55 |  |  | 1
56 |  |  | 1
57 |  |  | 1
58 |  |  | 1
59 |  |  | 1
60 |  |  | 1